## Cover
ENTEC - Energy Transition Expertise Centre
Study on Energy Storage
Annex 2.1 Energy Storage Database and Use Case Matrix
Consortium Leader
Fraunhofer Institute for Systems and Innovation Research ISI, Breslauer Straße 48, 76139 Karlsruhe, Germany
Barbara Breitschopf, barbara.breitschopf@isi.fraunhofer.de; Andrea Herbst, andrea.herbst@isi.fraunhofer.de
Consortium Partners
Guidehouse, Stadsplateau 15, 3521 AZ, The Netherlands
McKinsey & Company, Inc., Taunustor 1, 60310 Frankfurt, Germany
TNO, Motion Building, Radarweg 60, 1043 NT Amsterdam, The Netherlands
Trinomics, Westersingel 34, 3014 GS Rotterdam, The Netherlands
Utrecht University, Heidelberglaan 8, 3584 CS Utrecht, The Netherlands
Contributed by
Fraunhofer Institute for Systems and Innovation Research ISI, Breslauer Straße 48, 76139 Karlsruhe, Germany
TNO, Motion Building, Radarweg 60, 1043 NT Amsterdam, The Netherlands
Trinomics, Westersingel 34, 3014 GS Rotterdam, The Netherlands, contact person Onne Hoogland (onne.hoogland@trinomics.eu)
Supported by
Fraunhofer Institute for Solar Energy Systems ISE, Heidenhofstr. 2, 79110 Freiburg, Germany
Fraunhofer Institute for Energy Economics and Energy System Technology IEE, Königstor 59, 34119 Kassel, Germany
Authors
Onne Hoogland, onne.hoogland@trinomics.eu ; Verena Fluri, verena.fluri@ise.fraunhofer.de; Christoph Kost, christoph.kost@ise.fraunhofer.de;
Marian Klobasa, marian.klobasa@isi.fraunhofer.de; Matthias Kühnbach, matthias.kuehnbach@ise.fraunhofer.de; Manish Khanra, manish.khanra@isi.fraunhofer.de;
Michelle Antretter, michelle.antretter@isi.fraunhofer.de; Joris Koornneef, joris.koornneef@tno.nl; Harry van der Weijde, harry.vanderweijde@tno.nl;
Aravind Satish, aravind.satish@tno.nl; Elisa Battistutta, elisa.battistutta@tno.nl; Karina Veum, karina.veum@tno.nl;
João Gorenstein Dedecca, joao.dedecca@trinomics.eu; Anniek Doorman, anniek.doorman@trinomics.eu; Luc Van Nuffel, luc.vannuffel@trinomics.eu;
Ondrej Cerny Ondrej.Cerny@trinomics.eu; Barbara Breitschopf, barbara.breitschopf@isi.fraunhofer.de; Andrea Herbst, andrea.herbst@isi.fraunhofer.de.
Prepared for
European Commission, DG ENER under contract N° ENER/C2/2019-456/ SI2.840317
Published: | Month Year
PDF | ISBN 978-92-76-58767-5 | doi 10.2833/333409 | MJ-05-22-375-EN-N
Disclaimer
This report was created by the Energy Transition Expertise Center (EnTEC), a think tank collaboration with DG ENER. The report draws on multiple sources, including Fraunhofer Institute for Systems and Innovation Research ISI, TNO, Trinomics and Fraunhofer Institute for Solar Energy Systems ISE. The information and views set out in this report are those of the author(s) and do not necessarily reflect the official opinion of the Commission. The Commission does not guarantee the accuracy of the data included in this study. Neither the Commission nor any person acting on the Commission’s behalf may be held responsible for the use which may be made of the information contained therein.
© European Union, 2022
Disclaimer
This report was created by the Energy Transition Expertise Center (EnTEC), a think tank collaboration with DG ENER. The report draws on multiple sources, including Fraunhofer Institute for Systems and Innovation Research ISI, TNO and Trinomics. EnTEC are responsible to DG ENER for the conclusions and recommendations of the research. The information and views set out in this report are those of the author(s) and do not necessarily reflect the official opinion of the Commission. The Commission does not guarantee the accuracy of the data included in this study. Neither the Commission nor any person acting on the Commission’s behalf may be held responsible for the use which may be made of the information contained therein.
© European Union, 2022

## Energy Storage Technologies
|  |  | Technical KPI | [10 empty] | Economic KPI | [8 empty] | Storage Services ("X" indicates that the technology can provide the service; "(X)" indicates that the technology can provide parts of this service) | [32 empty] | Major technological issues
Technologies | Sub-technologies | Level of maturity (TRL, scale 1 to 9) | Energy carrier in | Energy carrier out | Energy capacity | Power installed capacity | Storage duration at full power | Round-trip efficiency (%) | Conversion efficiency (%) | Response time | Availability factor | Lifetime (years) | Number of cycles | CAPEX (€/kW) | CAPEX (€/kWh) | Typical CAPEX (€/kW) | Typical CAPEX (€/kWh) | CAPEX estimated 2030 (€/kWh) | OPEX (€/kW / €/kWh / % of CAPEX) | Critical raw materials | Comments | Use (FTM/BTM) | Generation Support Services and Bulk Storage Services | [6 empty] | Services to Support Transmission Infrastructure |  |  | Services to Support Distribution Infrastructure | [5 empty] | Ancillary Services | [8 empty] | Services to Support Behind the Meter Customer Energy Management
[11 empty] | Availability | [11 empty] | Storage Services for RES Support | Arbitrage | Capacity Firming | System Electricity Supply Capacity | RES Curtailment Minimisation | Support to Conventional Generation | Seasonal Arbitrage | Transmission Investment Deferral | Angular Stability | Transmission Support | Distribution Grid Upgrade Deferral | Dynamic Local Voltage Control | Reactive Power Compensation | Contingency Grid Support | Intentional Islanding | Cross Sectoral Storage | Frequency Containment Reserve (FCR) | Automatic Frequency Restoration Reserve (aFRR) | Manual Frequency Restoration Reserve (mFRR) | Replacement Reserve (RR) | Load Following | Frequency Stability of Weak Grids | Black Start | Voltage Support | New Ancillary Services | End-User Peak Shaving | Time-of-Use Energy Cost Management | Particular Requirements in Power Quality | Maximising Self-Production & Self-Consumption of Electricity | Continuity of Energy Supply | Limitation of Upstream Disturbances | Compensation of Reactive Power | EV Integration
Mechanical | Pumped Hydro Storage (PHS) | 9 [M1, M8] | electricity | electricity | 0,5 - 100 GWh [M1, M9] | 10 MW - 3 GW [M1, M9] | min - some 10 h [M1] | 70 - 85 [M1, M2, M3, M9, M16] | n.a. | Seconds - Minutes [M1, M3] | > 95 [M21] | 50 - 100 [M2, M7] | 2*10^4 - 10*10^4 [M2, M7] | 400-2200 [M1, M8, M13, M17] | 40 - 470 [M1, M17, M24] | 1880 [M24] | 470 [M24] | 470 [M24] | 28 (€/kW-year) [M24] | no critical raw materials [M18] | typical CAPEX values are based on a 100 MW / 4hr storage system | FTM | X | X | X | X | X | X | X | X |  | X |  | X | X | X |  |  | X | X | X | X | X |  | X | X | X | [8 empty] | The main issue for PHS is the geographical constraint. Due to large environmental impact and geographical requirements, the potential for installation is limited.
| Pumped Heat Electrical Storage (PHES) | 2-5 [M16, M23] | electricity | electricity | 500 kWh - 1 GWh [M1] | 100 kW - 200 MW [M1] | 3 - 6 h [M1] | 70-75 [M1] | n.a. | Seconds [M1] | > 95 [M20] | 20 - 40 [M1, M6] | 15,000 [M1] | 300 - 780 [M1, M5] | 13 - 21 [M1, M5] | 540 (average) | 19 [M1, M5] | 19 (assumption) | 2.2-4.2 €/kW + 1.9+3.0 €/MWh [M17] / 1% [M22] | no critical raw materials |  | FTM | X | X | X | X | X | X | X | X |  | X |  | X | X | X |  |  | X | X | X | X | X |  | X | X | X | [8 empty] | PHES has a low TRL, and will still need several years to come into the market.
| Adiabatic Compressed Air Energy Storage (A-CAES) | 5-6 [M16, M23] | electricity | electricity | 100 MWh - 10 GWh [M1] | 10 - 300 MW [M1] | hours - some 10 h [M1] | >70 [M1] | n.a. | Minutes [M1] |  | 30 + [M19] | <= 1000 [M2, M19] | 1200-2000 [M1] | 300 - 600 [M15] | 1600 (average) | 450 [M15] | 450 (assumption) | 2.2-4.2 €/kW + 1.9+3.0 €/MWh [M17] / 1% [M22] | no critical raw materials [M18] |  | FTM | X | X | X | X | X | X | X | X |  | X |  | X |  |  |  |  | X | X | X | X | X |  | X | X | X | X | X |  | X | X |  | X |  | A-CAES-plants need to be installed at places where the underground requirements can be fulfilled. This limits the places where A-CAES can be installed. Also, there are still some technological problems to be solved and material and technology development needs to be continued to make market uptake of A-CAES possible.
| Diabatic Compressed Air Energy Storage (D-CAES) | 8 [M16] | electricity | electricity | 100 MWh - 10 GWh [M1, M9] | 10 - 300 MW [M1, M9] | hours - some 10 h [M1] | 42 - 54 [M1, M7] | n.a. | Minutes [M3, M6] | 95 - 96 [M17, M20] | 25 - 40 [M7, M9] | 5,000 - 20,000 [M7] | 500 - 2500 [M8, M12, M13, M14, M17] | 50 - 150 [M1] | 940 [M17] | 112 [M4, M8, M11] | 112 (assumption) | 10-15 €/kW; 0.47 €/kWh [M4] | no critical raw materials [M18] |  | FTM | X | X | X | X | X | X | X | X |  | X |  | X |  |  |  |  | X | X | X | X | X |  | X | X | X | X | X |  | X | X |  | X |  | D-CAES has a low efficiency compared to A-CAES and still needs gas for discharge, therefore has an environmental impact as long as it is not driven with carbon free gas. CAES-plants need to be installed at places where the underground requirements can be fulfilled. This limits the places where D-CAES can be installed.
| Liquid Air Energy Storage (LAES) | 7-8 [M16, M23] | electricity | electricity | 10 MWh - 7.8 GWh [M1] | 5 - 650 MW [M1] | 2 - 24 h [M1] | 45 - 70 [M6] | n.a. | Minutes [M6] |  | 40 [M6] | 22,000 - 30,000 [M1] | 500-3500 [M1, M16] | 60 - 600 [M1] | 2000 (average) | 450 [M16] | 450 (assumption) | 1 - 2% [M22] | no critical raw materials |  | FTM | X | X | X | X | X | X | X | X |  | X | X | X | X | X |  |  | X | X | X | X | X |  | X | X | X | X | X |  | X | X |  | X |  | LAES has a low TRL, and will still need several years to come into the market.
| Flywheel | 9 [M8] | electricity | electricity | 5 kWh - 5 MWh [M9] | 1 - 20 MW [M9] | secs - mins [M10] | 85 - 95 [M3, M6, M7, M9] | n.a. | seconds [M7] | > 99,9 [M20] | 20 + [M7] | 10^5 - 10^7 [M7] | 220 - 1000 [M8, M10, M13, M17] | 1000 - 5000 [M8, M10] | 310 [M17] | 2800 [M8, M10, M13, M17] | 200 - 500 [M8] | 1.1-2.9 €/MWh [M17] / 1,6% [M22] | Magnesium [M18] |  | FTM | [8 empty] | X | X |  |  |  | X |  |  | X |  |  |  | X | X | [5 empty] | X |  |  |  | X |  | Flywheels have very high idle losses and can therefore only be used for short-term storage. OPEX is comparatively high due to the need for bearing maintenance.
Electrochemical | Sodium Sulphur batteries (NaS) | 8-9 [EC1,EC2] | electricity | electricity | 100 kWh up to 300 MWh [EC4-EC6] | few kW up tp 50-100 MW [EC3,EC5,EC6] | min to 7 hours [EC2,EC3] | 75-85 (90) [EC1-EC4] | n.a. | Milliseconds [EC5,EC6] | up to 99,98 [EC70] | 10-20 [EC2,EC5-EC7] | 4000-7300 [EC2,EC5-EC7] | 241-2700 [EC2,EC4, EC9] | 300-900 [EC2-EC5,EC7,EC12] | 595 [EC12] | 675 [EC12] | 80-450 [EC3,EC4,EC8] | 6,5-11,5€/kW-yr [EC12] | no critical raw materials |  | FTM | X | X | X | X | X | X |  | X | X | X | X | X | X | X | X |  | X | X | X | X | X | X | X | X | (X) | X | X | X | X | X | X | X |  | Higher OPEX and safety requirements arise for high-temperature operation. Although reactants, especially sodium, can behave explosively, modern cells are generally reliable.
| Sodium Nickel Chloride batteries (NaNiCl, ZEBRA) | 6-8 [EC10,EC12] | electricity | electricity | few kWh up to 10 MWh [EC1,EC4,EC11] | few kW up to 5 MW [EC1,EC4,EC10,EC11] | min to 4 hours [EC1-EC4,EC10,EC11] | 80-90 (95) [EC3,EC4,EC10] | n.a. | Milliseconds [EC4,EC11] | >99,9 [EC70] | 10-20 [EC3,EC7,EC10,EC11] | 2500-4500 [EC3,EC7,EC10,EC11] | 150-1000 [EC4,EC10] | 100-750 [EC3,EC4,EC10] | 550 [EC12] | 630 [EC12] | 143-300 [EC4,EC11] | very low [EC11], no estimates were found in literature | no critical raw materials |  | FTM | X | X | X | X | X | X |  | X | X | X | X | X | X | X | X |  | X | X | X | X | X | X | X | X | (X) | X | X | X | X | X | X | X |  | The technology considered to be “inherently” safer than their NaS counterparts. The reactions between the molten salt and the molten sodium anode do not yield runaway exothermic behavior, produce toxic byproducts, or generate hazardous volatile species. The cost of nickel and the high temperature operation (molten sodium) are challenging issues.
| Lead Acid batteries (LAB) - Short-term storage / UPS | 9 | electricity | electricity | < 200 kWh (usable, not installed) [EC15] | <1 MW [EC13-EC15] | 10 to 30 min [EC15] | 75-85 [EC14,EC16] (lower range) | n.a. | Milliseconds | 99,997 [EC70] | 8 - 20 [EC14-EC16] | 250 - 2000 [EC15] | 250-2000 [EC14-EC18] | 300 - 1000 [EC14,EC15,EC17,EC18] | 400 | 1000 | 800 (assumption) | 1 to 2.5 % (closed / open system) [EC15,EC16,EC18] | (Baryte) | Lower boundary €/kW: 10 to 15 minute system. Typical CAPEX: 1/4 to 1/2 hour system. DoD in UPS around 30% at full power. Capacity rated at C/10 and 20°C. ~1% OPEX for closed systems, ~2.5% OPEX for open systems (water refill) | FTM/BTM | X | X | X | X | X | X |  | X | X | X | X | X | X | X | X |  | X | X | X | X | X | X | X | X | (X) | X |  | X |  | X | X | X |  | The major technological issues are primarily the technology-related loss of water during cycling and the generation of gases during charging.
| Lead Acid batteries (LAB) - Energy storage | 9 | electricity | electricity | < 10 MWh [EC19] | < 40 MW, typical 1 MW [EC13-EC15] | 1 to 6 hours [EC15] | 75-85 [EC14,EC16] (upper range) | n.a. | Milliseconds | 99,997 [EC70] | 8 - 20 [EC14-EC16] | 250 - 2000 [EC15] | 250-2000 [EC14-EC18] | 300 - 1000 [EC14,EC15,EC17,EC18] | 1000 1350 avg. (100MW/4hr) [EC78] | 400 345 avg. (100MW/4hr) [EC78] | 250 (assumption) 245 avg. (100MW/4hr) [EC78] | 1-2.5% (closed / open system) or. 3.8 €/kW-yr [EC15-EC18,EC78] | (Baryte) | Lower boundary €/kWh: 5 h system. Typical CAPEX for 2+ h system. >1 h systems are not typical for Pb-batteries in Europe anymore (--> Li), often as PV coupled ESS in other regions. DoD around 70% (1 hour). Capacity rated at C/10 and 20°C. ~1% OPEX for closed systems, ~2.5% OPEX for open systems (water refill) | FTM/BTM | X | X | X | X | X | X |  | X | X | X | X | X | X | X | X |  | X | X | X | X | X | X | X | X | (X) | X | X | X | X | X | X | X |  | The major technological issues are primarily the technology-related loss of water during cycling and the generation of gases during charging.
| Lithium-ion batteries (LIB) | 9 | electricity | electricity | < 1000 MWh [EC19] | < 500 MW [EC19] | 5 min to 6 hours [EC19] | 85 - 89 [EC16,EC20,EC22] | n.a. | Milliseconds | >97 [EC70] | 10-20 [EC16,EC20] | 1500 - 3500 [EC18] | 600 - 3500 | 350 - 1200 | 1350 avg. (LFP, 100MW/4hr) [EC78] | 345 avg. (LFP, 100MW/4hr) [EC78] | 240 avg. (LFP, 100MW/4hr) [EC78] | 1-2% or. 3.4 €/kW-yr [EC18,EC20,EC21,EC78] | Li, Co, Graphite, (Si) |  | FTM/BTM | X | X | X | X | X | X |  | X | X | X | X | X | X | X | X |  | X | X | X | X | X | X | X | X | (X) | X | X | X | X | X | X | X | X | The technology has been mastered and has reached the mass market. A problem is the high dependence on lithium (-resources).
| Lithium-ion batteries (LIB) - Energy Small | 9 | electricity | electricity | < 100 kWh | < 100 kW | 30 min to 6 hours | 85 - 89 [EC16,EC20,EC22] | n.a. | < 1 s | >97 [EC70] | 10-20 [EC16,EC20] | 1500 - 3500 [EC18] | 800 - 3500 [EC16,EC22,EC23] | 350 - 1200 [EC16,EC22,EC23] | 1200 (Home storage) | 1000 (Home storage) | 250 - 350 [EC22] | 1 - 2 % [EC18,EC22] | Li, Co, Graphite, (Si) | Lower boundary €/kWh: 6 to 10h system. Lower boundary €/kW: 1h system. | BTM | [25 empty] | X | X | X | X | X | X | X | X | The main effort is given to cost decreasing for "small energy LIB".
| Lithium-ion batteries (LIB) - Energy Large | 9 | electricity | electricity | < 1000 MWh [EC19] | < 500 MW [EC19] | 30 min to 6 hours [C7] | 85 - 89 [EC16,EC20,EC22] | n.a. | Milliseconds | >97 [EC70] | 10-20 [EC16,EC20] | 1500 - 3500 [EC18] | 600 - 2000 [EC16,EC22,EC43] | 300 - 500 [EC22,EC43] | 1200 (Average Vistra and Hornsdale) | 400 (Average Vistra and Hornsdale) | 150 - 250 [EC20,EC22] | 1 % [EC18,EC22] | Li, Co, Graphite, (Si) | Lower boundary €/kWh: 6 to 10h system. Lower boundary €/kW: 1h system. | FTM/BTM | X | X | X | X | X | X |  | X | X | X | X | X | X | X | X |  | X | X | X | X | X | X | X | X | (X) | X | X | X | X | X | X | X | X | No major technological issues, see LIB in general.
| Lithium-ion batteries (LIB) - High Power, medium-size | 9 | electricity | electricity | < 40 MWh [EC24-EC26] | < 40 MW [EC24-EC26] | 5 min to 1h [EC25,EC26] | >88 [EC24] | n.a. | <100 ms [EC27] | >97 [EC70] | 10-20 [EC16,EC20] | >1000 [EC18] | n.a. | 800 [EC18] | n.a. | 800 | n.a. | n.a. | Li, Co, Ti |  | FTM | X | X | X | X | X | X |  | X | X | X | X | X | X | X | X |  | X | X | X | X | X | X | X | X | (X) | X | X | X | X | X | X | X |  | Using a titanate anode causes a lower open-circuit voltage and lower energy density but prevents thermal runaway. The main effort is given to cost decreasing for "high power LIB".
| Lithium-S batteries R&D | 6-8 | electricity | electricity | n.a. | n.a. | n.a. | <89 % [EC71] (battery only, very low C) | n.a. | Milliseconds | n.a. | n.a. | >100 [EC39,EC40] | n.a. | n.a. | n.a. | n.a. | n.a. | n.a. | Li |  | - | X | X | X | X | X | X |  | X | X | X | X | X | X | X | X |  | X | X | X | X | X | X | X | X | (X) | X | X | X | X | X | X | X | X | The technology has a low TRL and the major issues occure within cycle life and power density
| Metal-S batteries R&D | 2-4 | electricity | electricity | n.a. | n.a. | n.a. | n.a. | n.a. | Milliseconds | n.a. | n.a. | >600 [EC38] | n.a. | n.a. | n.a. | n.a. | n.a. | n.a. | (Mg) |  | - | X | X | X | X | X | X |  | X | X | X | X | X | X | X | X |  | X | X | X | X | X | X | X | X | (X) | X | X | X | X | X | X | X |  | The technology has a low TRL and the major issues occure within cycle life and power density
| Lithium-Metal inorganic SSB R&D | 4-6 | electricity | electricity | n.a. | n.a. | 1 to 6 hours | n.a. | n.a. | Milliseconds | n.a. | n.a. | >800 [EC41,EC42] | n.a. | n.a. | n.a. | ca. 80 Mio € for 75 MWh [EC79] | n.a. | n.a. | Li, Co |  | - | X | X | X | X | X | X |  | X | X | X | X | X | X | X | X |  | X | X | X | X | X | X | X | X | (X) | X | X | X | X | X | X | X |  | The main focus is to build up the technical feasbility of the manufacturing processes under competitive conditions.
| Lithium-Metal-Polymer batteries R&D | 6-8 | electricity | electricity | < 30 MWh [EC37] | < 10 MW | 1 to 3 hours | <97 % (battery cell only, very low C) [EC34] needs to be heated to >60°C, 10% energy loss per day due to heating [EC36] | n.a. | Milliseconds | n.a. | n.a. | up to 4000 [EC35] | n.a. | n.a. | n.a. | n.a. | n.a. | high: 10% energy loss per day due to heating [EC36] | Li, (Co if upgrade from LFP) |  | FTM | X | X | X | X | X | X |  | X | X | X | X | X | X | X | X |  | X | X | X | X | X | X | X | X | (X) | X | X | X | X | X | X | X |  | The technology is still in R&D, major issues occure in manufacturing as well as battery heating.
| Metal Air batteries R&D | 1-4 [EC8,EC72] | electricity | electricity | theoretically up to some MWh [EC4,EC8,EC72] | theoretically up to some MW [EC8,EC72] | potentially hours [EC72] | 60 - 80 [EC73] | n.a. | Milliseconds [EC4] | n.a. | n.a. | 10-100 [M13-M15] >500 (from 2030+) [EC8] | n.a. | n.a. | 920 /5Wh [EC4] | 145 [EC4] | 20-150 [EC4,EC77] | n.a. | (Li), (Si) |  | - | X | X | X | X | X | X |  | X | X | X | X | X | X | X | X |  | X | X | X | X | X | X | X | X | (X) | X | X | X | X | X | X | X |  | Rechargeable Metal-Air batteries are not fully proven yet in applications (only primary batteries being marketed e.g. Zn-Air) and are still on a low TRL level. Degradation effects caused by the redox reactions can not be completely prevented yet.
| Ni-Cd batteries | 9 | electricity | electricity | some MWh | < 40 MW [EC28,EC29] | some min - some hours [EC28,EC29] | 60-70 [EC30] and self discharge 0.2-0.6% per day [EC14] | n.a. | Milliseconds | 99 [EC70] | 10 - 25 [EC14,EC31] | 1000-5000 [EC14] | 500 - 1500 [EC14,EC17,EC30,EC32] | 500-1300 [EC14,EC17,EC21,EC30,EC32] | 1200 | 800 | n.a. | 1.5 to 3 % [EC15,EC30] | no critical raw materials | Operating Temp. -40 to +50°C; Recycling of batteries is established | FTM | X | X | X | X | X | X |  | X | X | X | X | X | X | X | X |  | X | X | X | X | X | X | X | X | (X) | X | X | X | X | X | X | X | X | Problems include the use of toxic cadmium, which is why the technology has been widely banned throughout the EU. Due to its similarity to the Ni-Cd technology, the NiMH technology is able to easily replace the Ni-Cd technology in order to provide better performances. [EC4]
| Ni-MH batteries | 9 | electricity | electricity | some MWh | some MW (< 3MW) [EC14,EC33] | some min - some hours [EC33] | 50-80 [EC14] and self discharge 5-20% per day [EC14] | n.a. | Milliseconds | 99 [EC70] | 5 - 15 [EC14] | 300 - 1800 [EC14] | 600 - 2000 [EC15] | 400-700 [EC14,EC15] | 1200 | 600 | n.a. | 1 to 2% [EC15] | no critical raw materials | Operating Temp. -30 to +70°C | FTM | X | X | X | X | X | X |  | X | X | X | X | X | X | X | X |  | X | X | X | X | X | X | X | X | (X) | X | X | X | X | X | X | X | X | The NiMH technology once replaced the Ni-Cd technology for many applications but is now itself being replaced by the Li-Ion technology. [EC4] The problem of high self-discharge has been widely solved. NiMH batteries are sensitive to overcharging, overheating, incorrect polarity and deep discharge.
| Sodium-ion batteries R&D (SIB) | 6-7 [EC3,EC4,EC8] | electricity | electricity | < 100 kWh [EC3,EC4] max: 1 MWh [EC44] | 20-25 kW max: 200-250 kW | < 4 to 5 hours [EC4,EC45] | up to 92 in R&D [EC45] | n.a. | Milliseconds [EC4] | n.a. | <10 [EC4] | < 1500 [EC45,EC46]; < 10000 future [EC4,EC44] | n.a. | 460-1840 [EC48] | n.a. | 223 (expected) [EC47] | 25-77 [EC46,EC47] long-term 2050: <60 [EC4] | n.a. | actually no critical raw materials (but cobalt in specific cases) | SIB benefits from developments made for the Li-Ion systems and can use a cheaper electrolyte such as an aqueous solution | FTM/BTM | X | X | X | X | X | X |  | X | X | X | X | X | X | X | X |  | X | X | X | X | X | X | X | X | (X) | X | X | X | X | X | X | X | X | Sodium-Ion batteries still has a low energy density and are operated with low discharge currents. The technology ist still in R&D (but CATL announced it's massmarket productionto start by 2023+).
| Redow flow batteries - Zn Fe | 4-5 [EC49,EC50] | electricity | electricity | few kWh [EC49,EC51] | few kW [EC49,EC51] | some hours [EC4,EC49] | 60-85 [EC50-EC53] | n.a. | ms - sec [EC4,EC49] | n.a. | only cell-level; less relevant for all RFB | <500 [EC50-EC53] | n.a. | n.a. | ca. 700 [EC49] | <100 [EC50-EC52] (liquid only ca.20) [EC49] | 20 /kWh 200 /kW [EC49] | 2% p.a. [EC49] | Graphite [EC49] | Flow batteries are high suitable for FTM applications. For BTM, the focus is primarily on larger industrial applications. [EC59] | FTM/BTM [EC59] | X | X | X | X | X | X |  | X |  | X | X | X | X | X | X | (X) | X | X | X | X | X | X | X | X | (X) | X |  |  |  | X | X | X |  | Unoptimised electrolyte flow rates can increase pumping energy requirements and reduce energy efficiency (for all flow batteries, but issues are mostly solved). Other issues might be e.g. photosensitive iron solution, manufacturing problems and thus high costs and higher self-discharge when the pump is running.
| Redox flow batteries - Vanadium (VRFB) | 7-9 [EC2,EC8,EC49,EC78] | electricity | electricity | 10kWh - 800 MWh [EC4,EC5,EC54] | < 200 MW [EC4,EC5,EC54] | 10-12 hours [EC2,EC4,EC55,EC56] | 68-80 [EC2,EC4,EC7,EC8,EC55,EC56,EC78] | n.a. | ms - sec [EC2,EC4] | 96-99 [EC70] | 10-25 [EC8,EC55-EC57] | >10000 [EC2,EC7,EC57] | 600-3300 [EC2,EC12] | 150-900 [EC2,EC7,EC12,EC57] | 1000-2000 [EC12,EC49] 1850 avg. (100MW/4hr) [EC78] | 300 [EC4,EC49,EC60] 464 avg. (100MW/4hr) [EC78] | 100-400 [EC4,EC8,EC55] 370 avg. [(100MW/4hr) EC78] | 1-2% p.a. [EC49,EC54] or. 5,3€/kW-yr [EC78] | Vanadium, Graphite [EC49] | Flow batteries are high suitable for FTM applications. For BTM, the focus is primarily on larger industrial applications. [EC59] | FTM/BTM [EC59] | X | X | X | X | X | X |  | X |  | X | X | X | X | X | X | (X) | X | X | X | X | X | X | X | X | (X) | X |  |  |  | X | X | X |  | The major technological issue are aging effects on the electrodes. The high cost fluctuation of Vanadium partly limits the use of VRFB in the broad market.
| Redox flow batteries - Zn Br | 7-8 [EC2,EC8,EC58] | electricity | electricity | few kWh to < 100 MWh [EC4,EC58] | 5 kW - 10 MW [EC2,EC4,WC49EC58] | < 10 hours [EC2,EC4] | 70-75 [EC2,EC4,EC7,EC8EC57] | n.a. | ms - sec [EC2,EC4] | 94 [EC70] | 5-15 [EC2,EC7,EC8] | 2000-3000 [EC2,EC7] | 700-2000 [EC2,EC4,EC49] | 400-1500 [EC2,EC4,EC7,EC8EC57,EC60EC61] | >1000 [EC49] | 800 [EC61] | <400 [EC4,EC8,EC49] | 2% p.a. [EC49] | Graphite [EC49] | Flow batteries are high suitable for FTM applications. For BTM, the focus is primarily on larger industrial applications. [EC59] | FTM/BTM [EC59] | X | X | X | X | X | X |  | X |  | X | X | X | X | X | X | (X) | X | X | X | X | X | X | X | X | (X) | X |  |  |  | X | X | X |  | The major technological issues occures within aging (cycling stability), high safety requirements, complexing agent for bromine electrolyte solution with higher energy density and increased safety as well as market acceptance of bromine due to its high toxicity.
| Redox flow batteries - Iron R&D (IRFB) | 3-4 [EC49] 7 [EC62] | electricity | electricity | 50-75 kW scalable up to few MWh EC62,EC65] | up to 3 MW [EC62] | 6-16 hours [EC62] | 70-75 [EC65,EC66] | n.a. | ms - sec [EC49,EC65] | n.a. | 15-25 [EC49,EC62,EC64,EC66] | 10000-20000 [EC49,EC65] | n.a. | 230-450 [EC63,EC64,EC66] | n.a. | n.a. | < 250 | 3% [EC66] | no critical raw materials |  | FTM | X | X | X | X | X | X |  | X |  | X | X | X | X | X | X |  | X | X | X | X | X | X | X | X | (X) | X |  |  |  | X | X | X |  | The technology is still in pilot project phase. Therefore, there is limited data so far for practical application and upscaled battery systems. Only few companys have announced a competitive market launch (e.g. ESS Company -> announced to enter mass market by 2023)
| Redox flow batteries - Organic R&D | 2-4 [EC49,EC67] | electricity | electricity | < 1 MWh [EC67] up to GWh [EC68] | 0,1-1 MW [EC67] | 2-12 hours [EC67] | 80 [EC67] - 90 [EC68] | n.a. | ms - sec [EC67] | n.a. | n.a. | >10000 [EC67] | n.a. | 300-600 [EC67] | n.a. | n.a. | 0.5€/kWh/cycle [EC69] | 2% p.a. [EC67] | no critical raw materials |  | - | X | X | X | X | X | X |  | X |  | X | X | X | X | X | X |  | X | X | X | X | X | X | X | X | (X) | X |  |  |  | X | X | X |  | The technology is not proven yet in large scale applications, thus only few companys are on the market. Major issues are in increasing the lifetime and cycling stability on system scale.
Electrical | Superconducting Magnetic Energy Storage (SMES) | 5-8 [E8] | electricity | electricity | up to 20 MWh [E7] | up to 40 MW [E7] | milliseconds - mins [E7] | 90 - 95 [E1, E7, E8] | n.a. | 5 ms [E8] | > 99,9 [E4] | 20 - 30 [E1, E7, E8] | 10^4 [E1] | 175 - 2000 [E2, E3] | 300 - 2000 [E8] |  |  |  | 2 - 3 % [E8] | no critical raw materials [22] |  | FTM | [20 empty] | X | X | [5 empty] | X | [5 empty] | SMES are comparatively expensive and have a low energy density. They can only be used for short-term storage.
| Supercapacitor | 9 [E5] | electricity | electricity | up to 1 kWh [E6] | up to 300 kW [E6] | secs - mins [E6] | 90 - 95 [E6] | n.a. | Milliseconds [E1] | > 99,9 [E4] | 20 + [E1, E6] | 10^4 - 10^8 [E1] | 87 - 2500 [E2, E3] | 300 - 2000 [E2] |  | 765 [E2, E3] |  |  |  |  | FTM | [8 empty] | X |  |  |  |  | X | [10 empty] | X |  |  | X | [5 empty] | Supercapacitors are comparatively expensive and have a low energy density. They can only be used for short-term storage.
Chemical | Power to Hydrogen | 6-9 [C9] | electricity | hydrogen / electricity | some 10 kWh - several GWh [C1] | 1 kW -1 GW [C1] | some hours - some weeks [C1] | 20 - 40 [C1] | 54 - 83 kWh/kgH2 [C6] | < sec - < min [C1] | 97 [C4] | 5 - 30 [C1] | n.a. | 2000 - 5000 [C1] | 5 - 13 [C10] | 2979 [C10] | 10 [C10] | target: about 2000 €/kW [C5, C7, C8] | 30 €/MWh [C2] | platinum (PEM), platinum, cobalt (Alkaline) [C6] | typical CAPEX refers to a system where electrolyzer and fuel cell have the same size; average value | FTM | X | X |  | X | X |  | X | [8 empty] | X | X | X | X | X | X |  | X | [6 empty] | X |  |  |  | Electrolyzers have a comparatively low efficiency and are still quite expensive, hydrogen has a low energy density and therefore costly transport. Infrastructure for H2 use is still do be developed.
| Power to Ammonia | 6-9 [C9] | electricity | ammonia | 1 MWh - several GWh [C1] | 1 MW-1 GW [C1] | weeks | n.a. | 50 - 55 [C1] | sec [C1] | 92 - 97 [C1, C3] | 30 [C1] | n.a. | 1900 - 2900 [C1] | n.a. |  |  |  | 80 €/MWh [C2] | platinum (PEM), platinum, cobalt (Alkaline) [C6] |  | FTM |  |  |  |  | X | [10 empty] | X | [13 empty] | X |  |  |  | The technology is still under development. The efficiency is low and infrastructure needs to be developed.
| Power to Methane | 6-9 [C9] | electricity | methane | 1 MWh - several GWh [C1] | 1 MW-1 GW [C1] | some weeks [C1] | n.a. | 48 - 53 [C1] | sec [C1] | 97 [C1] | 30 [C1] | n.a. | 1900 - 2900 [C1] | n.a. |  |  |  | 50 €/MWh [C2] | platinum (PEM), platinum, cobalt (Alkaline) [C6] |  | FTM |  |  |  |  | X | [10 empty] | X | [13 empty] | X |  |  |  | The technology is still under development. The efficiency is low and infrastructure needs to be developed.
| Power to Methanol | 6-9 [C9] | electricity | methanol | 1 MWh - several GWh [C1] | 1 MW-1 GW [C1] | weeks | n.a. | 50 - 55 [C1] | sec [C1] | 97 [C1] | 30 [C1] | n.a. | 1900 - 2900 [C1] | n.a. |  |  |  | 50 €/MWh [C2] | platinum (PEM), platinum, cobalt (Alkaline) [C6] |  | FTM |  |  |  |  | X | [10 empty] | X | [13 empty] | X |  |  |  | The technology is still under development. The efficiency is low and infrastructure needs to be developed.
| Power to Methanol to Gasoline | 6-9 [C9] | electricity | gasoline | 1 MWh - several GWh [C1] | 1 MW-1 GW [C1] | weeks | n.a. | 48 - 53 [C1] | sec [C1] | 97 [C1] | 30 [C1] | n.a. | 2200 - 3800 [C1] | n.a. |  |  |  | 50 €/MWh [C2] | platinum (PEM), platinum, cobalt (Alkaline) [C6] |  | FTM |  |  |  |  | X | [10 empty] | X | [13 empty] | X |  |  |  | The technology is still under development. The efficiency is low and infrastructure needs to be developed.
Thermal (buildings, district heating) | Sensible Thermal Energy Storage (STES) | 6-9 [TH2] | heat/electricty | heat | 0,032-5400 MWh [TH2, TH3, TH4, TH5] | 2-56 MW [TH2, TH3, TH4, TH5] | hours-months | 55-99 [TH2, TH4, TH6, TH20] |  | <30 sec. -3 min. [TH2, TH9, TH12, TH13] |  | 10-50 [TH1, TH8, TH10, TH11, TH20] | 5.000 - >10.000 [TH6, TH9] | 38,6-580 [TH2, TH9, TH19] | 0,1-50 [TH2, TH9, TH19, TH21] |  | 0,092-32,2 [TH20] | 0,092-23 [TH20] |  |  |  | FTM/BTM | X | X | X | X | X | X | [9 empty] | X | X |  |  |  | X |  |  |  |  | (X) | (X) |  | (X) | (X)
| Latent | 4-9 [TH2] | heat/electricity | heat/cool | 0,01-2,5 MWh [TH2, TH5, TH22] | 80-110 kWh [TH22] | hours-weeks [TH14, TH15] | > 90 [TH20] |  | minutes [TH2, TH9] |  | >10 up to 50 [TH10, TH20] |  |  | 10-80 [TH9, TH19, TH21] |  | 55,2-211,6 [TH20] | 41,4-170,2 [TH20] |  |  |  | FTM/BTM | [15 empty] | X |  |  |  |  | X |  |  |  |  | (X) | (X) |  | (X) | (X) |  |  |  | In terms of the business economic dimension of thermal energy storage system latent heat storage systems are more expensive to purchase compared to sensible heat storage technologies for example. This disadvantage must be compensated by the operating costs, which in some cases is realistic due to a higher specific heat capacity and a higher efficiency, depending on the area of application.
| ThermoChemical Storage (TCS) | 7 | heat | heat | 10 MWh [TH12] | 5 MW [18] | hours-days | 50-100 [TH6, TH20] |  | minutes [TH16] |  | 15-20 [TH20] | 3500 [TH6] |  | 8-120 [TH9, TH19, TH21] |  | 13,8-138 [TH20] | 11,04-110,4 [TH20} |  |  |  | FTM | X | X | X | X | X | X | X | [8 empty] | X |  |  |  |  | X |  |  |  |  | (X) | (X) |  | (X) | (X) |  |  |  | In terms of the business economic dimension of thermal energy storage system TCS heat storage systems are more expensive to purchase compared to sensible heat storage technologies and in some cases latent for example. This disadvantage must be compensated by the operating costs, which in some cases is realistic due to a higher specific heat capacity and a higher efficiency, depending on the area of application.
Thermal (non-residential) | Latent - Phase Change Material (PCM) | 6-8 [TH2] | heat/electricity | heat/cool | 4-375 kWh [TH2, TH16] | 0,002-1,4 MW [TH2] | hours-weeks | 75-98 [TH2, TH16, TH17] |  | minutes [TH16] |  | 15-50 | 3500-10.000 [TH16] |  | 10-80 [TH9, TH19, TH21] | [6 empty] | FTM/BTM | [15 empty] | X |  |  |  |  | X |  |  |  |  | (X) | (X) |  | (X) | (X) |  |  |  | In terms of the business economic dimension of thermal energy storage system latent heat storage systems are more expensive to purchase compared to sensible heat storage technologies for example. This disadvantage must be compensated by the operating costs, which in some cases is realistic due to a higher specific heat capacity and a higher efficiency, depending on the area of application.
| Latent - other | 4-9 [TH2] | heat | heat/cool | 0,002-480 MWh [TH2] | 0,002-60 MW [TH2] | hours-months | 95 [TH2] |  | 2-5 minutes [TH2] |  | 20-50 |  | 1567 [TH2] | 3,3-103 [TH2] | [6 empty] | FTM | [15 empty] | X |  |  |  |  | X |  |  |  |  | (X) | (X) |  | (X) | (X) |  |  |  | In terms of the business economic dimension of thermal energy storage system latent heat storage systems are more expensive to purchase compared to sensible heat storage technologies for example. This disadvantage must be compensated by the operating costs, which in some cases is realistic due to a higher specific heat capacity and a higher efficiency, depending on the area of application.
Thermal (industrial) | Sensible Thermal Energy Storage (STES) | 4-9 [TH2] | heat/electricity | heat/cool/electricity | 0,8-29,2 MWh [TH2] | 0,12-60 MW [TH2] |  | 50-90 [TH2, TH20] |  | <1 - 2 minutes [TH2] |  |  | 1.000-3.000 [TH20] | 60-354 [TH2] | 20,5-53 [TH2] |  | 0,092-32,2 [TH20] | 0,092-23 [TH20] |  |  |  | FTM
| Latent - Phase Change Material (PCM) | 4 [TH2] | heat | heat | 7,66 kWh [TH2] | 3,5 kW [TH2] |  | > 90 [TH20] |  | <1 minute [TH2] |  |  | 1.000-3.000 [TH20] |  |  |  | 55,2-110,4 [TH20] | 55,2-87,4 |  |  |  | FTM | [33 empty] | In the industrial application examples examined, the latent heat storage technology is not yet fully mature or at an intermediate level of maturity.
| Latent - other | 5 [TH2] | heat | heat | 5,22-162 MWh [TH2] | 6-22,4 MW [TH2] |  |  |  | 2 minutes [TH2] |  |  |  | 74-346 [TH2] | 15-85 [TH2] | [6 empty] | FTM | [33 empty] | In the industrial application examples examined, the latent heat storage technology is not yet fully mature or at an intermediate level of maturity.
| ThermoChemical Storage (TCS) | 4 [TH2] | heat | heat/cool | 1 Wh [TH2] | 500 W [TH2] |  | 40-50 [TH20] |  |  |  |  | < 100 [TH20] |  |  |  |  | 73,6-147,2 [TH20] |  |  |  | FTM | [33 empty] | In the industrial application examples examined, the TCS heat storage technology is not yet fully mature or at an intermediate level of maturity.
Thermal (Power Plants, CSP) | Sensible Thermal Energy Storage (STES) - Molten salts | 5-9 [TH2] | electricity/heat | heat/electricity | 350-4000 MWh [TH22] | 75-330 MW [TH2,TH22] |  | >98-99 [TH2] |  | <1 minute [TH2] |  |  | < 10.000 [TH20] | 92 [TH2] | 18-70 [TH2,TH22] |  | 23-27,6 [TH20] | < 13,8 [TH20] |  |  |  | FTM | [15 empty] | X | [17 empty] | In terms of the business economic dimension of thermal energy storage system Molten Salt heat storage systems are more expensive to purchase compared to other sensible heat storage technologies, latent and in some cases TCS for example. This disadvantage must be compensated by the operating costs, which in some cases is realistic due to a higher specific heat capacity and a higher efficiency, depending on the area of application. For the CSP application area, this is usually the case, especially since the suitability already results from the temperature range.
| Sensible Thermal Energy Storage (STES) - other | 3-4 [TH2] | electricity/heat | heat/electricity | 20-3000 MWh [TH2] | 34-250 MW [TH2] |  | >90->98 [TH2, TH20] | [5 empty] | 800 [TH2] | 80 [TH2] | [6 empty] | FTM | [15 empty] | X | X |  |  |  | X | [12 empty] | In CSP and Power Plant application examples examined, other STES heat storage technologies are not yet fully mature or at an intermediate level of maturity.
| Latent - Phase Change Material (PCM) | 1-4 [TH20] | electricity/heat | electricity |  |  |  | >90 [TH20] |  |  |  |  | 3.000-5.000 [TH20] |  | 20-70 [TH22] |  | 23-82,8 [TH20] | 23-32,2 [TH20] |  |  |  | FTM | [33 empty] | In CSP and Power Plant application examples examined, the latent heat storage technology is not yet fully mature or at an intermediate level of maturity.
| ThermoChemical Storage (TCS) | 3-5 [TH2, TH20] | electricity/heat | heat/electricity | 0,015-4 MWh [TH2,TH22] | 5 kW [TH2] |  | 40-60 [TH2, TH20] |  | 5 minutes [TH2] |  |  | < 100 [TH20] | [8 empty] | FTM | [15 empty] | X | [17 empty] | In CSP and Power Plant application examples examined, the TCS heat storage technology is not yet fully mature or at an intermediate level of maturity.
Thermal (solar PV, wind generation) | Sensible Thermal Energy Storage (STES) - Solid State (hot rocks) | 5-9 [TH20] | electricity | heat/electricity | 30 MWh [TH20] | 1,5 MW [TH20] | hours [TH20] | < 60 [TH23] - > 90 [TH20] |  |  |  |  | > 5.000 [TH20] |  |  |  | 18,4-41,4 [TH20] |  |  |  |  | FTM | X | X | X | X | X | X | [9 empty] | X | X |  |  |  | X |  |  |  |  | (X) | (X) |  | (X) | (X)
| Latent - Thermophotovoltaic |  | electricity | heat/electricity | capacity 100 kWh; density: 1000 kWh [TH24] |  |  | heat+electic: 90 % [TH24] | electric: 40 % [TH24] |  |  |  | 3.000-5.000 [TH20] | 1000 [TH24] | 10-20 [TH24] | [6 empty] | FTM | [15 empty] | X |  |  |  |  | X |  |  |  |  | (X) | (X) |  | (X) | (X)
| Mechanical-thermal | 4-6 [TH20] | electricity | heat | density: 2-70 kWh [TH20] | 10-300 MW [TH20] |  | 40-65 [TH20] |  |  |  | 20-40 [TH20] | [5 empty] | 368-800,4 [TH20] |  |  |  | FTM | X | X | X | X | X | X | X | [8 empty] | X |  |  |  |  | X | [12 empty] | In terms of the business economic dimension of thermal energy storage system mechanical-thermal storage systems are more expensive to purchase compared to sensible heat storage technologies for example. The application examples examined are not yet fully mature or at an intermediate level of maturity.
Note on P4: [Threaded comment] Your version of Excel allows you to read this threaded comment; however, any edits to it will get removed if the file is opened in a newer version of Excel. Learn more: https://go.microsoft.com/fwlink/?linkid=870924 Comment: additional cost; cost is very site-specific
Note on P5: [Threaded comment] Your version of Excel allows you to read this threaded comment; however, any edits to it will get removed if the file is opened in a newer version of Excel. Learn more: https://go.microsoft.com/fwlink/?linkid=870924 Comment: additional cost
Note on S5: [Threaded comment] Your version of Excel allows you to read this threaded comment; however, any edits to it will get removed if the file is opened in a newer version of Excel. Learn more: https://go.microsoft.com/fwlink/?linkid=870924 Comment: assumption: same cost as today
Note on P6: [Threaded comment] Your version of Excel allows you to read this threaded comment; however, any edits to it will get removed if the file is opened in a newer version of Excel. Learn more: https://go.microsoft.com/fwlink/?linkid=870924 Comment: additional cost
Note on S6: [Threaded comment] Your version of Excel allows you to read this threaded comment; however, any edits to it will get removed if the file is opened in a newer version of Excel. Learn more: https://go.microsoft.com/fwlink/?linkid=870924 Comment: assumption: same cost as today
Note on P7: [Threaded comment] Your version of Excel allows you to read this threaded comment; however, any edits to it will get removed if the file is opened in a newer version of Excel. Learn more: https://go.microsoft.com/fwlink/?linkid=870924 Comment: additional cost
Note on S7: [Threaded comment] Your version of Excel allows you to read this threaded comment; however, any edits to it will get removed if the file is opened in a newer version of Excel. Learn more: https://go.microsoft.com/fwlink/?linkid=870924 Comment: assumption: same cost as today
Note on P8: [Threaded comment] Your version of Excel allows you to read this threaded comment; however, any edits to it will get removed if the file is opened in a newer version of Excel. Learn more: https://go.microsoft.com/fwlink/?linkid=870924 Comment: additional cost
Note on S8: [Threaded comment] Your version of Excel allows you to read this threaded comment; however, any edits to it will get removed if the file is opened in a newer version of Excel. Learn more: https://go.microsoft.com/fwlink/?linkid=870924 Comment: assumption: same cost as today
Note on P9: [Threaded comment] Your version of Excel allows you to read this threaded comment; however, any edits to it will get removed if the file is opened in a newer version of Excel. Learn more: https://go.microsoft.com/fwlink/?linkid=870924 Comment: additional cost
Note on AV10: [Threaded comment] Your version of Excel allows you to read this threaded comment; however, any edits to it will get removed if the file is opened in a newer version of Excel. Learn more: https://go.microsoft.com/fwlink/?linkid=870924 Comment: note, that not all "new ancillary services" can be fulfilled with batteries and flow batteries
Note on R25: [Threaded comment] Your version of Excel allows you to read this threaded comment; however, any edits to it will get removed if the file is opened in a newer version of Excel. Learn more: https://go.microsoft.com/fwlink/?linkid=870924 Comment: CATL plans to enter mass market by 2023. According to chinese media, they announced 1st gen cell to cost 77 USD/kWh. source: cleantechnica.com
Note on K26: [Threaded comment] Your version of Excel allows you to read this threaded comment; however, any edits to it will get removed if the file is opened in a newer version of Excel. Learn more: https://go.microsoft.com/fwlink/?linkid=870924 Comment: different operating states: milliseconds with running pumps, otherwise approx. up to 10 sec. (mostly for all RFBs)
Note on M26: [Threaded comment] Your version of Excel allows you to read this threaded comment; however, any edits to it will get removed if the file is opened in a newer version of Excel. Learn more: https://go.microsoft.com/fwlink/?linkid=870924 Comment: mainly restricted by pump and motor drives lifetime
Note on K27: [Threaded comment] Your version of Excel allows you to read this threaded comment; however, any edits to it will get removed if the file is opened in a newer version of Excel. Learn more: https://go.microsoft.com/fwlink/?linkid=870924 Comment: different operating states: milliseconds with running pumps, otherwise approx. up to 10 sec. (mostly for all RFBs)
Note on M27: [Threaded comment] Your version of Excel allows you to read this threaded comment; however, any edits to it will get removed if the file is opened in a newer version of Excel. Learn more: https://go.microsoft.com/fwlink/?linkid=870924 Comment: mainly restricted by pump and motor drives lifetime
Note on K28: [Threaded comment] Your version of Excel allows you to read this threaded comment; however, any edits to it will get removed if the file is opened in a newer version of Excel. Learn more: https://go.microsoft.com/fwlink/?linkid=870924 Comment: different operating states: milliseconds with running pumps, otherwise approx. up to 10 sec. (mostly for all RFBs)
Note on M28: [Threaded comment] Your version of Excel allows you to read this threaded comment; however, any edits to it will get removed if the file is opened in a newer version of Excel. Learn more: https://go.microsoft.com/fwlink/?linkid=870924 Comment: mainly restricted by pump and motor drives lifetime
Note on K29: [Threaded comment] Your version of Excel allows you to read this threaded comment; however, any edits to it will get removed if the file is opened in a newer version of Excel. Learn more: https://go.microsoft.com/fwlink/?linkid=870924 Comment: different operating states: milliseconds with running pumps, otherwise approx. up to 10 sec. (mostly for all RFBs)
Note on M29: [Threaded comment] Your version of Excel allows you to read this threaded comment; however, any edits to it will get removed if the file is opened in a newer version of Excel. Learn more: https://go.microsoft.com/fwlink/?linkid=870924 Comment: mainly restricted by pump and motor drives lifetime
Note on C33: [Threaded comment] Your version of Excel allows you to read this threaded comment; however, any edits to it will get removed if the file is opened in a newer version of Excel. Learn more: https://go.microsoft.com/fwlink/?linkid=870924 Comment: SOE electrolyzers TRL 6 to Alkaline electrolyzers TRL 9
Note on I33: [Threaded comment] Your version of Excel allows you to read this threaded comment; however, any edits to it will get removed if the file is opened in a newer version of Excel. Learn more: https://go.microsoft.com/fwlink/?linkid=870924 Comment: with repowering via fuel cell
Note on O33: [Threaded comment] Your version of Excel allows you to read this threaded comment; however, any edits to it will get removed if the file is opened in a newer version of Excel. Learn more: https://go.microsoft.com/fwlink/?linkid=870924 Comment: including fuel cell
Note on P33: [Threaded comment] Your version of Excel allows you to read this threaded comment; however, any edits to it will get removed if the file is opened in a newer version of Excel. Learn more: https://go.microsoft.com/fwlink/?linkid=870924 Comment: additional cost; spread between salt cavern and tank storage
Note on R33: [Threaded comment] Your version of Excel allows you to read this threaded comment; however, any edits to it will get removed if the file is opened in a newer version of Excel. Learn more: https://go.microsoft.com/fwlink/?linkid=870924 Comment: salt cavern
Note on S33: [Threaded comment] Your version of Excel allows you to read this threaded comment; however, any edits to it will get removed if the file is opened in a newer version of Excel. Learn more: https://go.microsoft.com/fwlink/?linkid=870924 Comment: electrolyzer only: 435 €/kW [32] plus BOS cost of 45 €/kW [34] + 1590 €/kW fuel cell [35]
Note on C34: [Threaded comment] Your version of Excel allows you to read this threaded comment; however, any edits to it will get removed if the file is opened in a newer version of Excel. Learn more: https://go.microsoft.com/fwlink/?linkid=870924 Comment: SOE electrolyzers TRL 6 to Alkaline electrolyzers TRL 9
Note on C35: [Threaded comment] Your version of Excel allows you to read this threaded comment; however, any edits to it will get removed if the file is opened in a newer version of Excel. Learn more: https://go.microsoft.com/fwlink/?linkid=870924 Comment: SOE electrolyzers TRL 6 to Alkaline electrolyzers TRL 9
Note on C36: [Threaded comment] Your version of Excel allows you to read this threaded comment; however, any edits to it will get removed if the file is opened in a newer version of Excel. Learn more: https://go.microsoft.com/fwlink/?linkid=870924 Comment: SOE electrolyzers TRL 6 to Alkaline electrolyzers TRL 9
Note on C37: [Threaded comment] Your version of Excel allows you to read this threaded comment; however, any edits to it will get removed if the file is opened in a newer version of Excel. Learn more: https://go.microsoft.com/fwlink/?linkid=870924 Comment: SOE electrolyzers TRL 6 to Alkaline electrolyzers TRL 9

## References
References per technology
Mechanical | [M1] | http://ease-storage.eu/energy-storage/technologies/
| [M2] | IRENA (2017), Electricity Storage and Renewables: Costs and Markets to 2030, International Renewable Energy Agency, Abu Dhabi.
| [M3] | http://www.imperial.ac.uk/grantham/energy-storage/
| [M4] | K. Mongird (2020), 2020 Grid Energy Storage Tecnology Cost and Performance Assessment
| [M5] | A. Smallbone et al. (2017), Levelised Cost of Storage for Pumped Heat Energy Storage in comparison with other energy storage technologies
| [M6] | W. He et al. (2021), Technologies and economics of electric energy storages in power systems Review and perspective
| [M7] | ENER, D. (2013). The future role and challenges of Energy Storage. European Commission
| [M8] | EASE-EERA-recommendations-Roadmap-LR
| [M9] | http://www.eseslab.com/ESsensePages/PHS-page
| [M10] | H.Chen (2009), Progress in electrical energy storage system
| [M11] | C. Hunter (2020), Energy Storage Analysis
| [M12] | M. Obi (2016), Calculation of levelized costs of electricity
| [M13] | E. Hittinger (2020), Modeling Costs and Benefits of Energy Storage Systems
| [M14] | J. Aur et.al (2012), State_of_the_art_electricity_storage_systems_Indispensable_elements_of_the_energy_revolution
| [M15] | https://www.pv-magazine.com/2021/08/02/a-closer-look-at-liquid-air-energy-storage/
| [M16] | A.Vecci et al. (2021), Liquid air energy storage a review
| [M17] | B.Zakeri (2015), Electrical energy storage systems
| [M18] | R.L.Moss (2013), critical metals decarbonisation
| [M19] | S. Zunft (2006), ACAES for grid integration of wind Power
| [M20] | H. L. Ferreira (2013), Characterisation of electrical energy storage technologies
| [M21] | Oak Ridge National Laboratory (2018); 2017 Hydropower Market Report, report prepared for US Department of Energy, p. 6
| [M22] | Lazard (2016), Levelized cost of storage-version 2.0, p. 31
| [M23] | Olympios, A.V. (2021) Progress and prospects of thermo-mechanical energy storage - a critical review, p. 25
| [M24] | Pumped Storage Hydropower International Forum (2021) Pmped Storage Hydropower Capabilities and Costs, p. 10
ElectroChemical [EC] | [EC1] | C. Pillot (2020). The rechargeable Battery Market 2019-2030 - ESS & industrial Applications, Avicienne, June 2020
| [EC2] | C.K. Das et al. (2018). Overview of energy storage systems indistribution networks: Placement, sizing, operation, and power quality. Renew. Sustain. Energy Rev.2018,91,1205–1230., https://doi.org/10.1016/j.rser.2018.03.068
| [EC3] | E. Spoerke et al. (2021). Sodium-based battery technologies, Sandia National Laboratory, https://www.sandia.gov/ess-ssl/wp-content/uploads/2021/02/ESHB_Ch4_Sodium_Spoerke.pdf
| [EC4] | EASE Energy Storage Technology Descriptions, last checked 2022/02/24, http://ease-storage.eu/energy-storage/technologies/
| [EC5] | Mongird et al. (2019). Energy Storage Technology and Cost Characterization Report, Pacific Northwest National Laboratory, U.S. Department of Energy , https://energystorage.pnnl.gov/pdf/PNNL-28866.pdf
| [EC6] | BASF (n.d.). NAS Batteries - Designed for Stationary Energy Storage, last checked 2022/02/24, https://www.basf.com/global/en/who-we-are/organization/group-companies/BASF_New-Business-GmbH/our-solutions/energy-storage/nas-battery-systems/designed-for-stationary-energy-storage.html
| [EC7] | G. May et al. (2018). Lead batteries for utility energy storage: A review. Journal of Energy Storage, 15, 145–157. doi:10.1016/j.est.2017.11.008
| [EC8] | A. Thielmann et al. (2017). Energiespeicher-Roadmap (Update 2017). Fraunhofer ISI, Karlsruhe
| [EC9] | P. Kormarnicki et al. (2021). Elektrische Energiespeichersysteme - Flexibilitätsoptionen für Smart Grids, Springer Vieweg, https://doi.org/10.1007/978-3-662-62802-7
| [EC10] | M. Aneke, M. Wang (2016). Energy storage technologies and real life applications – A state of the art review, Applied Energy, Volume 179, 2016, p.350-377,doi.org/10.1016/j.apenergy.2016.06.097.
| [EC11] | BVES (2016). Fact Sheet Speichertechnologien - Hochtemperaturbatterien. Bundesverband Energiespeicher Deuschland, Fraunhofer IKTS, https://www.bves.de/wp-content/uploads/2016/03/FactSheet_echemisch_Hochtemperaturbatterie.pdf (02/2022)
| [EC12] | K. Mongird et al. (2020). An Evaluation of Energy Storage Cost and Performance Characteristics, Energies 2020, 13, 3307; doi:10.3390/en13133307
| [EC13] | Forbes Media LLC, World's 10 Biggest Bulk-Storage Batteries, 2014, last checked 2022/02/22 https://www.forbes.com/pictures/54f4e706da47a54de824481a/2----duke-energy-notrees-/?sh=193626c57732
| [EC14] | Z. Šimić, G. Knežević, D. Topić, D. Pelin (2021). Battery energy storage technologies overview, 2021, last checked 2022/02/22, https://hrcak.srce.hr/file/374284
| [EC15] | Expert communication by producer of Pb- and NiCd-batteries, 2022/02
| [EC16] | R. Gupta, M. C. Soini, D. Parra, M. Patel, Technologies Specifications, last checked 2022/02/22, http://lcohs.unige.ch:5000/specs
| [EC17] | Sterjova, M., Minovski, D., & Sarac, V. (2021). BATTERY ENERGY STORAGE SYSTEMS AND TECHNOLOGIES: A REVIEW. ETIMA, 1(1), 95-104. Retrieved from https://js.ugd.edu.mk/index.php/etima/article/view/4497
| [EC18] | IRENA (2020), Electricity Storage Valuation Framework: Assessing system value and ensuring project viability, International Renewable Energy Agency, Abu Dhabi, 2020, https://www.irena.org/-/media/Files/IRENA/Agency/Publication/2020/Mar/IRENA_storage_valuation_2020.pdf
| [EC19] | Sandia National Laboratories, DOE Global Energy Storage Database, 2021, last checked 2022/02/22, https://sandia.gov/ess-ssl/gesdb/public/
| [EC20] | W. Cole, A. W. Frazier, C. Augustine, Cost Projections for Utility-Scale Battery Storage: 2021 Update, https://www.nrel.gov/docs/fy21osti/79236.pdf
| [EC21] | M. Rahman, A. O. Oni, E. Gemechu, A. Kumar, The development of techno-economic models for the assessment of utility-scale electro-chemical battery storage systems, Applied Energy 283, 116343, 2021, https://doi.org/10.1016/j.apenergy.2020.116343
| [EC22] | Pacific Northwest National Laboratory, Energy Storage Cost and Performance Database, last checked 2022/02/22, https://www.pnnl.gov/lithium-ion-battery-lfp-and-nmc
| [EC23] | Consentec, Stiftung Umwelt Energierecht, Fraunhofer ISI, Batteriespeicher in Netzen - Schlussbericht, 2021
| [EC24] | Lingrui Power 1MW 250kWh 500kWh LTO Battery Container Energy Storage System Solution Description, last checked 2022/02/22, https://www.lingruipower.com/special/LTO-Battery-Storage-System ;
| [EC25] | T&D World, Lithium-Titanate Battery to Be Installed for 2MW Energy Storage System Project in UK, 2014, last checked 2022/02/22, https://www.tdworld.com/smart-utility/article/20964419/lithiumtitanate-battery-to-be-installed-for-2mw-energy-storage-system-project-in-uk ;
| [EC26] | InsideEVs, Toshiba Will Supply Japan's Largest Battery Energy Storage System, 2015, last checked 2022/02/22, https://insideevs.com/news/326695/toshiba-will-supply-japans-larg
| [EC27] | Altairnano product description, last checked 2022/02/22, https://altairnano.com/products/alti-ess-advantage/
| [EC28] | Renewable Energy World, Big batteries are all the rage, but this one’s 16 years old, 2019, last checked 2022/02/22, https://www.renewableenergyworld.com/storage/big-batteries-are-all-the-rage-but-this-ones-16-years-old/#gref
| [EC29] | Windpower Engineering & Development, Battery stores 40 MW for Fairbanks, Alaska emergencies, 2011, last checked 2022/02/22, https://www.windpowerengineering.com/battery-stores-40-mw-for-ankorage-emergencies/
| [EC30] | J. VanderMeer, M. Mueller-Stoffels, E. Whitney, An Alaska case study: Energy storage technologies, Journal of Renewable and Sustainable Energy 9, 061708, 2017, https://doi.org/10.1063/1.4986580
| [EC31] | HBL Industrial Energy Storage, Product information, last checked 2022/02/22, http://www.hblpower.de/produkte/ni-cd-batterien/wartungsintervall/wartungsarm/
| [EC32] | J. R. Ortenero, R. R. Tan, Ranking Energy Storage Technologies with VIKOR, CHEMICAL ENGINEERING TRANSACTIONS VOL. 88, 2021, https://www.cetjournal.it/cet/21/88/025.pdf
| [EC33] | Kawasaki, Product information, last checked 2022/02/22, http://global.kawasaki.com/en/energy/solutions/battery_energy/about_gigacell/index.html
| [EC34] | A. Santiago, X. Judez, J. Castillo, I. Garbayo, A. Sáenz de Buruaga, L. Qiao, G. Baraldi, J. A. Coca-Clemente, M. Armand, C. Li, H. Zhang, Improvement of Lithium Metal Polymer Batteries through a Small Dose of Fluorinated Salt, J. Phys. Chem. Lett. 2020, 11, 6133−6138, https://pubs.acs.org/doi/pdf/10.1021/acs.jpclett.0c01883
| [EC35] | Blue Solutions, Product information, last checked 2022/02/22, https://www.blue-solutions.com/en/the-energy-and-networks-sector/
| [EC36] | Fraunhofer ISI, Solid-State Battery Roadmap, 2022
| [EC37] | Smart Energy International, Project Ringo – first energy storage site inaugurated, 2021, last checked 2022/02/22, https://www.smart-energy.com/industry-sectors/business/project-ringo-first-energy-storage-site-inaugurated/
| [EC38] | Xingwen Yu, Arumugam Manthiram, A Progress Report on Metal–Sulfur Batteries, Advanced Functional Materials, 30(39), 2004084, 2020, https://doi.org/10.1002/adfm.202004084
| [EC39] | Q. Zhang, N. Huang, Z. Huang, L. Cai, J. Wu, X. Yao, CNTs@S composite as cathode for all-solid-state lithium-sulfur batteries with ultralong cycle life, Journal of Energy Chemistry, 40, 2020, 151-155, https://doi.org/10.1016/j.jechem.2019.03.006 ;
| [EC40] | CIC Energi Gune, Lithium-Sulfur battery: A light-weight, cheap and sustainable energy storage technology, last checked 2022/02/22, https://cicenergigune.com/en/blog/lithium-sulfur-battery-light-cheap-sustainable-energy-storage-technology
| [EC41] | Lithium-metal Solid-State Battery Development at Quantum Scape, T. Holme, Solid State Battery Summit 2021
| [EC42] | Solid State Battery Technology Breakthrough, Commercialization, and Highlights of ProLogium, L. Hsu, Solid State Battery Summit 2021
| [EC43] | S. Patel, Vistra Energizes Massive 1.2-GWh Battery System at California Gas Plant, last checked 2022/02/22, https://www.powermag.com/vistra-energizes-massive-1-2-gwh-battery-system-at-california-gas-plant/
| [EC44] | H. Li (2021). The World’s First 1 MWh Na-Ion Battery for Solar Energy Storage and Smart Microgrid System are Operating, BatteryBits medium.com, last checked 2022/02/24, https://medium.com/batterybits/news-the-worlds-first-1-mwh-na-ion-battery-for-solar-energy-storage-and-smart-microgrid-system-4ef14699063c
| [EC45] | Faradion. Technology Benefits, last checked 2022/02/24, https://faradion.co.uk/technology-benefits/strong-performance/
| [EC46] | K. Decken (2021). Serienfertigung von Natrium-Akkus, Media Article, last checked 2022/02/24, https://energyload.eu/stromspeicher/salzwasserbatterien-salzwasserakkus/natrium-akkus/
| [EC47] | J. Peters et al. (2019). Exploring the Economic Potential of Sodium-Ion Batteries" Batteries 5, no. 1: 10. https://doi.org/10.3390/batteries5010010
| [EC48] | T. Liu et al. (2019). Exploring competitive features of stationary sodium ion batteries for electrochemical energy storage; Energy Environ. Sci., 2019, 12, 1512-1533; DOI: 10.1039/C8EE03727B
| [EC49] | Expert communication by Fraunhofer ICT, 2022/02
| [EC50] | Z. Yuan et al. (2018). Toward a Low-Cost Alkaline Zinc-Iron Flow Battery with a Polybenzimidazole Custom Membrane for Stationary Energy Storage, iScience, Volume 3, 2018, Pages 40-49, https://doi.org/10.1016/j.isci.2018.04.006
| [EC51] | X. Li et al. (2017). A Low Cost Neutral Zinc-Iron-Flow Battery with High Energy Density for Stationary Energy Storage. Angewandte Chemie International Edition, (), https://doi.org/10.1002/anie.201708664
| [EC52] | S. Selverston (2017). Iron-based flow batteries: Improving lifetime and performance, Dissertation, Department of Chemical and Biomolecular Engineerung, Case Western Reserve University
| [EC53] | C. Balakrishnan Jeena et al. (2021). A dendrite free Zn-Fe hybrid redox flow battery for renewable energy storage, Energy Storage Vol. 4 (1) February 2022, https://doi.org/10.1002/est2.275
| [EC54] | M. Resch et al. (2018). Technical and economic comparison of grid supportive vanadium redox flow batteries for primary control reserve and community electricity storage in Germany, In: International Journal of Energy Research, Wiley Online Library. https://doi.org/10.1002/er.4269
| [EC55] | Pacific Northwest National Laboratory, Energy Storage Cost and Performance Database Vanadium Redox Flow Battery, last checked 2022/02/24, https://www.pnnl.gov/vanadium-redox-flow-battery
| [EC56] | BVES (2016). Fact Sheet Speichertechnologien - Vanadium Redox Flow Batterien. Bundesverband Energiespeicher Deuschland, https://www.bves.de/wp-content/uploads/2016/03/FactSheet_echemisch_VanadiumRedoxFlow.pdf
| [EC57] | C. Doetsch (2020). The Use of Flow Batteries in Storing Electricity for National Grids. In: Future Energy (Third Edition), 263–277. doi:10.1016/B978-0-08-102886-5.00013-X
| [EC58] | ESA (2022). ZINC-BROMINE (ZNBR) FLOW BATTERIES, American Clean Power Association (ACP), last checked 2022/02/24, https://energystorage.org/why-energy-storage/technologies/zinc-bromine-znbr-flow-batteries/
| [EC59] | J. Girschik et al. (2021). Redox Flow Batteries: Stationary Energy Storages with Potential, Chem. Ing. Tech. 2021, 93, No. 4, 523–533, DOI: 10.1002/cite.202100001
| [EC60] | Lazard (2017). Lazard's Levelized Cost of Storage Analysis - Version 3.0, https://www.lazard.com/media/450338/lazard-levelized-cost-of-storage-version-30.pdf
| [EC61] | C. Doetsch, A. Pohlig (2020). The Use of Flow Batteries in Storing Electricity for National Grids. , Future Energy, 263–277. doi:10.1016/B978-0-08-102886-5.00013-X
| [EC62] | A. Colthorpe (2021). ‘All-iron’ flow battery maker ESS Inc launches ‘configurable’ megawatt-scale product, last checked 2022/02/24, https://www.energy-storage.news/all-iron-flow-battery-maker-ess-inc-launches-configurable-megawatt-scale-product/
| [EC63] | Fuelsave. New Iron Flow Battery Company Makes Big Claims About Cost. Will It Prove Itself?, Greentechmedia, last checked 2022/02/24, https://fuelsave.de/new-iron-flow-battery-company-makes-big-claims-about-cost-will-it-prove-itself/
| [EC64] | Energylink (2021). How All-Iron Flow Batteries Work, published 2021/06/04, last checked 2022/02/24, https://goenergylink.com/blog/how-all-iron-flow-batteries-work/
| [EC65] | J. Weaver (2021). Iron flow battery tech shows promise for mid-duration energy storage, pv-magazine USA, last checked 2022/02/24, https://pv-magazine-usa.com/2021/10/08/iron-flow-battery-tech-shows-early-promise-for-mid-duration-energy-storage/
| [EC66] | R. Baxter (2019). 2018 Energy Storage Pricing Survey, Sandia Report SAN2019-14896, Sandia National Laboratories, https://www.osti.gov/servlets/purl/1592892
| [EC67] | BVES (2019). Fact Sheet Speichertechnologien - Organic-Flow-Batterien. Bundesverband Energiespeicher Deutschland, https://www.bves.de/wp-content/uploads/2019/01/2018_FactSheet_echemisch_Organic-Flow.pdf
| [EC68] | CMBlu Energy AG. Organic-Flow-Batterietechnologie, last checked 2022/02/24, https://www.cmblu.com/de/technologie/
| [EC69] | E. Bellini (2020). New organic redox flow battery aims for €0.05/kWh/cycle by 2030, pv-magazine, last checked 2022/02/24, https://www.pv-magazine.com/2020/01/10/new-organic-redox-flow-battery-aiming-for-e0-05-kwh-cycle-by-2030/
| [EC70] | H. Ferreira et al. (2013). Characterisation of electrical energy storage technologies, Energy, Volume 53, 2013, Pages 288-298, https://doi.org/10.1016/j.energy.2013.02.037.
| [EC71] | M. Nestoridi, H. Barde (2017). Beyond Lithium-Ion: Lithium- Sulphur Batteries for Space?, E3S Web of Conferences 16, 08005 (2017), https://doi.org/10.1051/e3sconf/20171608005
| [EC72] | R. Kennedy (2021). Multi-day iron-air batteries reach commercialization, pv-magazine, last checked 2022/02/24 https://www.pv-magazine.com/2021/08/05/multi-day-iron-air-batteries-reach-commercialization/
| [EC73] | N. Imanishi, O. Yamamoto (2019), Perspectives and challenges of rechargeable lithium–air batteries, Materials Today Advances, Volume 4, 2019, https://doi.org/10.1016/j.mtadv.2019.100031.
| [EC74] | T. Kobori (2022). Softbank helps develop game-changing lithium-air battery, The Asahi Shimbun, Online, last checked 2022/02/24 https://www.asahi.com/ajw/articles/14507837
| [EC75] | H. Song et al. (2020). Solar-driven all-solid-state lithium–air batteries operating at extreme low temperatures, Energy Environ. Sci., 2020,13, 1205-1211, https://doi.org/10.1039/C9EE04039K
| [EC76] | A. Doyle (2018). New design of lithium-air battery is step towards next generation of energy storage, The Chemical Engineer, Online, last checked 2022/02/24 https://www.thechemicalengineer.com/news/new-design-of-lithium-air-battery-is-step-towards-next-generation-of-energy-storage/
| [EC77] | J. Plautz (2021). Form Energy's $20/kWh, 100-hour iron-air battery could be a 'substantial breakthrough', Utility Drive, Online, last checked 2022/02/24 https://www.utilitydive.com/news/form-energys-20kwh-100-hour-iron-air-battery-could-be-a-substantial-br/603877/
| [EC78] | International Forum on Pumped Storage Hydropower (2021). Pumped Storage Hydropower Capabilities and Costs, Capabilities, Costs & Innovation Working Group, IFPSH, September 2021. Report Online. https://pumped-storage-forum.hydropower.org/
| [EC79] | Power Technology (2021). RINGO Project-Bellac – Battery Energy Storage System, France; Online Article, last checked 2022/04/10 https://www.power-technology.com/marketdata/ringo-project-bellac-battery-energy-storage-system-france/
Electrical | [E1] | ENER, D. (2013). The future role and challenges of Energy Storage. European Commission
| [E2] | H.Chen (2009), Progress in electrical energy storage system
| [E3] | B.Zakeri (2015), Electrical energy storage systems
| [E4] | H. L. Ferreira (2013), Characterisation of electrical energy storage technologies
| [E5] | ENTSOE. Techsheets. Supercapacitor in hybrid storage. https://www.entsoe.eu/Technopedia/techsheets/supercapacitor-in-hybrid-storage
| [E6] | ESESLAB Energy storage technologies information. Online. http://www.eseslab.com/ESsensePages/Supercaps-page
| [E7] | ESESLAB Energy storage technologies information. Online. http://www.eseslab.com/ESsensePages/SMES-page
| [E8] | EERA (2019) Fact Sheet 01. Superconducting Magnetic Energy Storage.
Chemical | [C1] | http://ease-storage.eu/energy-storage/technologies/
| [C2] | V. Dias et al. (2020), Energy and Economic Costs of chemical storage
| [C3] | ISPT (2017), Ammonia
| [C4] | Strategic Analysis Inc., NREL (2014), Techno-economic Analysis of PEM Electrolysis for Hydrogen Production, Presentation at the Electrolytic Hydrogen Production Workshop, Colorado, p.10
| [C5] | Agora Energiewende (2021), No-regret hydrogen, charting early steps for H2 infrastructure in Europe, AFRY study for Agora Energiewende, p. 50
| [C6] | IRENA (2020), Green Hydrogen Cost Reduction. Scaling up Electrolysers to meet the 1.5°C Climate Goal, p. 12 / p. 67
| [C7] | Christensen, Adam (2020), Assessment of Hydrogen Production Costs from Electrolysis: United States and Europe, report, p. 20
| [C8] | US Department of Energy (2015), Quadrennial technology review. An assessment of energy technologie and research opportunities. Chapter 3: Enabling Modernization of the Electric Power System. p. 83
| [C9] | Pinsky, R. (2020), Comparative Review of Hydrogen Production Technologies for Nuclear Hybrid Energy Systems. Preprint. P. 24
| [C10] | Petkov, Ivalin; Gabrielli, Paolo (2020), Power-to-hydrogen as seasonal energy storage: an uncertainty analysis for optimal design of low-carbon multi-energy systems. Applied Energy 274.
Thermal | [TH1] | https://ease-storage.eu/wp-content/uploads/2016/03/EASE_TD_HotWater.pdf
| [TH2] | https://www.eces-a30.org/wp-content/uploads/Applications-of-Thermal-Energy-Storag-in-the-Energy-Transition-Annex-30-Report.pdf
| [TH3] | Mangold et al. (2001a): Solarthermie-2000 TP 3: Solar unterstützte Nahwärme Ergebnisse der wissenschaftlichen Begleitforschung. Mangold, D.; Schmidt, M. Benner: Th.; Hahne, E.; Müller-Steinhagen, H..: https://www.tu-chemnitz.de/mb/SolTherm/ST2000/images/tp3itw_mangold.pdf
| [TH4] | Tech und Josfeld (2008): Energieeffizienz in der Prozess- und Großkälte. Tech, T.; Josfeld, F. J.: https://docplayer.org/5841908-Energieeffizienz-in-der-prozess-und-grosskaelte-6-11-2008.html
| [TH5] | Werschy et al. (2019): Abschlussbericht: Roadmap Gas ++ „Versorgungsstrategien von Niedrigenergiehäusern in Hinblick auf den Ausbau bestehender und zukünftiger Energienetze“. Werschy, M.; Erler, F.; Feldpausch-Jägers, S.; Tali, E.. DVGW Deutscher Verein des Gas-und Wasserfaches e.V.: https://www.dvgw.de/medien/dvgw/forschung/berichte/g201705-roadmap-gas-plus.pdf
| [TH6] | Jahnke (2019): Untersuchung des Honigmann-Prozesses zur thermochemischen Energiespeicherung. Jahnke, A.. Technische Universität Berlin.: https://depositonce.tu-berlin.de/bitstream/11303/9100/5/jahnke_anna.pdf
| [TH7] | Mangold et al. (2001b): Langzeit-Wärmespeicher und solare Nahwärme. Mangold, D.; Benner, M.; Schmidt, T.: https://www.baufachinformation.de/mobil/kostenlos.jsp?sid=5622BF3A79D1DFFB20AA3125EFD1117B&id=&link=https%3A%2F%2Fapi.deutsche-digitale-bibliothek.de%2Fbinary%2F24699bcd-a983-40fd-86d9-1cb5dda7a8d2.pdf
| [TH8] | Estermann et al. (2017): Kurzstudie Power-to-X – Ermittlung des Potenzials von PtX-Anwendungen für die Netzplanung der deutschen ÜNB. Estermann, T.; Pichlmaier, S.; Guminski, A.; Pellinger, C.. Forschungsstelle für Energiewirtschaft e.V. (FfE).: https://www.netzentwicklungsplan.de/sites/default/files/paragraphs-files/FfE_Kurzstudie_Power-to-X_%282017%29.pdf
| [TH9] | Lassacher et al. (2018): Technische Aspekte der Forcierung von Primärenergieeffizienz an oberösterreichischen Produktionsstandorten durch Nutzung von Wärmespeichern. Lassacher, S.; Puschnigg, S.; Lindorfer, J.. Energie Institut. Johannes Kepler Universität Linz.: https://energieinstitut-linz.at/wp-content/uploads/2020/03/W%C3%A4rmespeicher-innerbetrieblich_Endbericht_EIJKU_2018.pdf
| [TH10] | Schroeteler et al. (2020): TECHNO-ÖKONOMISCHE BEWERTUNG VON SAISONALEN WÄRMESPEICHERN – EIN SIMULATIONSBASIERTER ANSATZ. Schroeteler, B.; Sperle, H.; Felder, T.; Meier, M.; M. Berger, J. Worlitschek. Hochschule Luzern, CC Thermische Energiespeicher. 16.Symposium Energieinnovation.: https://www.tugraz.at/fileadmin/user_upload/tugrazExternal/4778f047-2e50-4e9e-b72d-e5af373f95a4/files/lf/Session_H3/833_LF_Schroeteler.pdf
| [TH11] | VDI 2067 Blatt 1 (2012): Wirtschaftlichkeit gebäudetechnischer Anlagen – Grundlagen und Kostenberechnung. VDI.
| [TH12] | Schmid (2020a): Power-to-Heat: Heizen mit Windstrom. Schmid, A..: https://edison.media/erleben/power-to-heat-heizen-mit-windstrom/23843552.html
| [TH13] | Schmid (2020b): Vattenfall und das DLR forschen an thermischen Speichern aus Salz. Ende 2019 soll sich zeigen, ob die Technologie umsetzbar und wirtschaftlich ist. Schmid, A..: https://edison.media/erklaeren/vattenfall-und-dlr-testen-salz-waermespeicher/23984186.html
| [TH14] | BVES (2018): Effizienzsteigerungen durch Flexibilisierung konventioneller Kraftwerke. Bundesverband Energiespeicher e.V. (BVES).: https://www.bves.de/wp-content/uploads/2018/12/PTHTP_Factsheets.pdf
| [TH15] | Seitz et al. (2018): Technologiebericht – 3.3b Energiespeicher (thermisch, thermo-chemisch und mechanisch). Seitz, A.; Zunft, S.; Hoyer-Klick, C.: https://www.energieforschung.de/lw_resource/datapool/systemfiles/elements/files/70016A6DEDAD0237E0539A695E8684D6/current/document/3.3b_Energiespeicher__thermisch,_thermo-chemisch_und_mechanisch.pdf
| [TH16] | BVES (2016): Fact sheet Speichertechnologien – Niedertemperatur-Latentwärmespeicher. Bundesverband Energiespeicher e.V. (BVES).: https://www.bves.de/wp-content/uploads/2016/03/FactSheet_thermisch_latent_festfluessig_NT.pdf
| [TH17] | Hauer et al. (2013): Wärmespeicher – 5., vollständig überarbeitete Auflage. Hauer, A.; Hiebler, S.; Reuß, M.
| [TH18] | Röling (2019): Vattenfall speichert Energie in Salz. Röling, H.. emw Energie. Markt. Wettbewerb.: https://www.emw-online.com/artikel/190639/vattenfall-speichert-energie-in-salz
| [TH19] | Stolze et al. (2019): Forschungs-und Entwicklungspotenziale der Thüringer Energiespeicherbranche. Energiespeicherstudie für das Bundesland Thüringen. Stolze, C.; Gollmer, L.; Hager, M. D.; Stelter, M.; Schubert, U. S.; Liebe, J.; Ehrich, M.; Jelinek, B., Ammon, M., Fahmy, L.. Center for Energy and Environmental Chemistry Jena (CEEC Jena). Thüringer Erneuerbare Energien Netzwerk (ThEEN) e.V.. EuPD Research Sustainable Management GmbH.: https://www.ceec.uni-jena.de/ceec_femedia/downloads/energiespeicherstudie.pdf
| [TH 20] | IRENA (2020), Innovation Outlook: Thermal Energy Storage, International Renewable Energy Agency, Abu Dhabi.: https://www.irena.org/publications/2020/Nov/Innovation-outlook-Thermal-energy-storage
| [TH21] | IRENA (2013), Thermal Energy Storage - Technology Brief.: https://www.irena.org/publications/2013/Jan/Thermal-energy-storage
| [TH22] | EASE, EERA (2017), European energy storage technology development roadmap.: https://www.eera-set.eu/wp-content/uploads/148885-EASE-recommendations-Roadmap-04.pdf
| [TH23] | BfE (2021), Energiespeichertechnologien - Kurzübersicht.: https://pubdb.bfe.admin.ch/de/publication/download/10623
| [TH24] | Datas et al. (2022), New markets technological positioning for ultra high-temperature heat latent energy storage, D 1.3.2 Dissemination report p.20: https://ec.europa.eu/research/participants/documents/downloadPublic?documentIds=080166e5e8f1cece&appId=PPGMS
Thermal | linked to [TH2] | [TH2] https://www.eces-a30.org/wp-content/uploads/Applications-of-Thermal-Energy-Storag-in-the-Energy-Transition-Annex-30-Report.pdf
P.A. Sørensen, T. Schmidt, “Design and Construction of Large Scale Heat Storages for District Heating in Denmark,” 14th International Conference on Energy Storage, Adana, Turkey, 2018.
T. Schmidt, P.A. Sørensen, “Monitoring Results from Large Scale Heat storages for District Heating in Denmark,” 14th International Conference on Energy Storage, Adana, Turkey, 2018.
Final report of Sunstore 3 phase 2 – implementation. Plan energy, EUDP project identification: 64009-0043 and 64010-0447, 2015
T. Urbaneck, B. Platzer, “Overground storages in segmental construction for district heating systems (OBSERW) – Project overview”, 13th International Conference on Thermal Energy Storage, Beijing, China, 2015.
T. Urbaneck, F. Findeisen, J. Mücke, B. Platzer, M. Gerschitzka, S. Lang, D. Bestenlehner, H. Drück, T. Herrmann, R. Beyer, “Development of Overground Hot Water Stores in Segmental Construction for Solar and District Heating Systems Within the Project OBSERW,” Proceedings of the 6th International Conference on Solar Heating and Cooling for Buildings and Industry (SHC 2017), Abu Dhabi, UAE, 2017.
T. Urbaneck, F. Findeisen, J. Mücke, B. Platzer, M. Gensbauer, S. Lang, H. Drück, T. Herrmann, R. Beyer, “Performance of Overground Hot Water Stores in Segmental Construction for Solar and District Heating Systems”, 5th International Solar District Heating Conference, Graz, Austria, 2018.
S. Rigal, D. Haillot, S. Gibout, E. Franquet and J-P Bédécarrats, “Latent Thermal Energy Storage System for Heat Recovery: Experimental and Numerical Investigations, 28th ECOS conference”, Pau, France, 2015.
K. Skogsberg, “Seasonal Snow Storage for Space and Process Cooling”, PhD Thesis, Luleå University of Technology, 2005.
S. Gehlin, O. Andersson, J. NingWei Chiu, V. Martin, “Sweden Country Update on Energy Storage”, 14th International Conference on Energy Storage, Adana, Turkey, 2018.
P. Tan, “On the Design Considerations for Thermal Energy Storage with Phase Change Materials: Material Characterization and Modelling,” Licentiate Thesis, Chalmers Institute of Technology, 2018.
Akademiskahus, “Johanneberg Science Park”, Available: https://www.akademiskahus.se/varakunskapsmiljoer/byggprojekt/vara-byggprojekt/goteborg/jsp2-johanneberg-science-park-etapp-2/
N. Stathopoulos, M. El Mankibi, M. Santamouris, “Numerical calibration and experimental validation of a PCM-Air heat exchanger model”, Applied Thermal Engineering, Volume 114, Pages 1064–1072, 2017.
N. Stathopoulos, M. El Mankibi, R. Issoglio, P.Michel, F. Haghighat, “Air-PCM heat exchanger for peak load management: Experimental and simulation”, Solar Energy, Volume 132, Pages 453–466, 2016.
M. El Mankibi, N. Stathopoulos, N. Rezaï, A. Zoubir, “Optimization of an Air-PCM heat exchanger and elaboration of peak power reduction strategies”, Energy and Buildings, Volume 106, Pages 74–86, 2015.
Á. Campos-Celador, “Integration of latent thermal energy storage systems in the design and operation of residential cogeneration plants, a novel finned plate based LHTES system”, PhD thesis, University of the Basque Country UPV/EHU, 2012.
Á. Campos-Celador, G. Diarce, J.T. Zubiaga, T.V. Bandos, A.M. García-Romero, L.M. López, “Design of a Finned Plate Latent Heat Thermal Energy Storage System for Domestic Applications”, Energy Procedia, 48:300–8, 2014.
G. Diarce, “Development of new eutectic phase change materials and plate-based latent heat thermal energy storage systems for domestic cogeneration applications”, PhD thesis, University of the Basque Country UPV/EHU, 2017.
G. Diarce, Á. Campos-Celador, J.M. Sala, A. García-Romero, “A novel correlation for the direct determination of the discharging time of plate-based latent heat thermal energy storage systems”, Applied Thermal Engineering, 129, 25, 521-534, 2018.
V. Brancato, A. Frazzica, A. Sapienza, A. Freni,” Identification and characterization of promising phase change materials for solar cooling applications”, Sol. Energy Mater. Sol. Cells, Vol. 160, 225–232, 2017.
V. Palomba, V. Brancato, A. Frazzica, “Experimental investigation of a latent heat storage for solar cooling applications”, Appl. Energy, Vol. 199, 2017.
R. Osuna, R. Morillo, F. Cantero, P. Robles, M. Romero, A. Valverde, R. Monterreal, R. Pitz-paal, G. Brakmann, V. Ruiz, M. Silva, and P. Menna, “PS10 , Construction of a 11MW Solar Thermal Tower Plant in Seville, Spain,” SolarPACES, no. January 2006, pp. 1–8, 2006.
R. de Boer, S. Smeding, K. Biesheuvel , “Waste Heat recovery in industrial batch processes: analysis of combined heat storage and heat pump application”, Proceedings 12th IEA Heat Pump Conference, 2017.
M. Johnson, J. Vogel, M. Hempel, B. Hachmann, A. Dengel, “Design of High Temperature Thermal Energy Storage for High Power Levels”, Sustainable Cities and Society, 35(November):758-763, 2017.
M. Johnson, J. Vogel, M. Hempel, A. Dengel, A., M. Seitz, B. Hachmann, “High temperature latent heat thermal energy storage integration in a co-gen plant”, Energy Procedia, 73 (June):281- 288, 2015.
A. Dengel, M. Seitz, M. Johnson, C. Becker, M. Zimmer, “Hochtemperatur-Wärmespeicher in der dezentralen Energiewirtschaft”, VGB PowerTech, 5:74-79. ISSN 1435-3199, 2015.
V. Palomba, S. Vasta, A. Freni, “Experimental testing of AQSOA FAM Z02/water adsorption system for heat and cold storage”, Appl. Therm. Eng, Vol. 124, 2017
A. Gil, E. Oró,L. Miró, G. Peiró, Á. Ruiz, J.M. Salmerón, L.F. Cabeza, “Experimental analysis of hydroquinone used as phase change material (PCM) to be applied in solar cooling refrigeration”, International Journal of Refrigeration, 39;95-103, 2014.
J. Gasia, “Technological requirements in latent heat thermal energy storage systems: Study of the partial load operating conditions and the dynamic melting enhancement technique”, PhD thesis, University of Lleida, In Progress.
J. Gasia, A. de Gracia, G. Peiró, S. Arena, G. Cau G, L.F.Cabeza, “Use of partial load operating conditions for latent thermal energy storage management”, Applied Energy, Vol. 216, pp. 234-242, 2018.
C. Zauner, F. Hengstberger, M. Etzel, D. Lager, R. Hofmann, H. Walter, “Experimental characterization and simulation of a fin-tube latent heat storage using high density polyethylene as PCM”, Applied Energy, Vol. 179, pp. 237–246, 2016.
C. Yang, M.E. Navarro, B. Zhao, G. Leng, G. Xu, L. Wang, Y. Jin, Y. Ding, “Thermal conductivity enhancement of recycled high density polyethylene as a storage media for latent heat thermal energy storage”, Solar Energy Materials and Solar Cells , Vol. 15, pp. 103-110, 2016.
R. de Boer, E. Klop, S.F. Smeding, H.A Zondag, “Techno-economic analysis of the Sailing Heat concept”, Conference Proceedings Sustem 2017, 2017.
C. Odenthal, F. Klasing, T. Bauer, “Demonstrating Cost Effective Thermal Energy Storage in Molten Salts: DLR’s TESIS Test Facility”, Energy Procedia, Vol. 135, 2017.
U. Herrmann, B. Kelly, H. Price, “Two-tank molten salt storage for parabolic trough solar power plants”, Energy, Vol. 29(5-6), pp. 883–893, 2004.
J.E. Pacheco, S.K. Showalter, W.J. Kolb, W. J., “Development of a Molten-Salt Thermocline Thermal Storage System for Parabolic Trough Plants”, Journal of Solar Energy Engineering, Vol. 124(2), 2014.
P. Pardo et al., “Ca(OH)2/CaO reversible reaction in a fluidized bed reactor for thermochemical heat storage”, Solar Energy, Vol.107, pp 605-616, 2014.
S. Rougé, “Proof of concept of the CaO/Ca(OH)2 reaction in a continuous heat-exchanger BFB reactor for thermochemical heat storage in CSP plants”, AIP Conference Proceedings Volume 1850, 2017.
S. Rougé, “Continuous CaO/Ca(OH)2 fluidized bed reactor for energy storage: first experimental results and reactor model validation”, Industrial and Engineering Chemistry Research Vol. 56 (4), pp. 844-852, 2017.
K. Stahl, S. Zunft, S. Kessler, and M. Siebert, “Entwicklung eines Hochtemperatur-Wärmespeichers zur Flexibilisierung von GuD-Kraftwerken,“ Kraftwerkstechnik Band 4. Sichere und Nachhalt Energieversorgung, pp. 777-784, 2012.
S. Zunft, V. Dreißigacker, and M. Krüger, “Einsatz von Hochtemperaturspeichern in der Kraftwerkstechnik und ihre Entwurfsaspekte,” Kraftwerkstechnik 2014, pp. 637–646, 2014.
Angerer et al., “Transient simulation and fatigue evaluation of fast gas turbine startups and shutdowns in a combined cycle plant with an innovative thermal buffer storage”, Energy Vol. 130, pp. 246-257, 2017.
Alobaid et al., “Modeling and investigation start-up procedures of a combined cycle power plant”, Applied Energy Vol. 85(12), 2012.
C. Jakiel, S. Zunft, A. Nowi. “Adiabatic compressed air energy storage plants for efficient peak load power supply from wind energy: the European project AA- CAES”, Int J Energy Technol Policy, Vol. 5(3), pp. 296–306, 2017.
Wolf D. Methods for design and application of adiabatic compressed air energy: storage based on dynamic modeling. Oberhausen: Laufen; 2011.
S. Zunft, V. Dreissigacker, M. Bieber, A. Banach, C. Klabunde and O. Warweg, "Electricity storage with adiabatic compressed air energy storage: Results of the BMWi-project ADELE-ING," in Proc. 2017 International ETG Congress, Bonn, Germany, pp. 1-5

## Facilities Data
Country | City | Facility Name | Facility Status | Technology type | Sub-technology | Detailed technology type | Power installed capacity (MW) | Energy Capacity (MWh) | Grid connection level | Grid Operator | Date of commisionning | Operator | Source
Austria | Klagenfurt | Malta-Hauptstufe | Operational | Mechanical | PHS | Mechanical PHS | 730 |  |  |  | 1979 | Verbund | Power Plant Tracker
Austria | Kaprun | Limberg-2 | Operational | Mechanical | PHS | Mechanical PHS | 480 |  |  |  | 2011 | Verbund | Power Plant Tracker
Austria | Kaprun | Limberg-3 | Authorized | Mechanical | PHS | Mechanical PHS | 480 |  |  |  | 2022 | Verbund | Power Plant Tracker
Austria | Kollnitz | Reisseck-2 | Operational | Mechanical | PHS | Mechanical PHS | 430 |  |  |  | 2016 | Verbund | Power Plant Tracker
Austria | Kaunertal | Kaunertal-2 | Announced | Mechanical | PHS | Mechanical PHS | 400 | 152000 |  |  | 2034 | Tiwag | Power Plant Tracker
Austria | Häusling | Häusling | Operational | Mechanical | PHS | Mechanical PHS | 360 |  |  |  | 1988 | Verbund | Power Plant Tracker
Austria | Vermunt | Obervermunt-2 | Operational | Mechanical | PHS | Mechanical PHS | 360 |  |  |  | 2019-06-30 | Vorarlberger Illwerke | https://tyndp.entsoe.eu/tyndp2018/projects/storage_projects
Austria |  | Fragant | Operational | Mechanical | PHS | Mechanical PHS | 334 |  |  |  | 2007 | Kelag | Power Plant Tracker
Austria | Molln | Pfaffenboden | Under Construction | Mechanical | PHS | Mechanical PHS | 300 | 1800 |  |  | 2022 | Wien Energie | Power Plant Tracker
Austria | Vandans | Rodundwerk-2 | Operational | Mechanical | PHS | Mechanical PHS | 295 |  |  |  | 2012 | EnBW | Power Plant Tracker
Austria | Partenen | Kopswerk-1 | Operational | Mechanical | PHS | Mechanical PHS | 247 |  |  |  | 1968 | EnBW | Power Plant Tracker
Austria |  | Lünersee | Operational | Mechanical | PHS | Mechanical PHS | 232 |  |  |  | 1958 | Vorarlberger Illwerke | Power Plant Tracker
Austria | Ginzling | Roßhag | Operational | Mechanical | PHS | Mechanical PHS | 231 |  |  |  | 1972 | Verbund | Power Plant Tracker
Austria | Vandans | Rodundwerk-1 | Operational | Mechanical | PHS | Mechanical PHS | 198 |  |  |  | 1943 | EnBW | Power Plant Tracker
Austria | Partenen | Kopswerk-2.1 | Operational | Mechanical | PHS | Mechanical PHS | 175 |  |  |  | 2008 | EnBW | Power Plant Tracker
Austria | Partenen | Kopswerk-2.2 | Operational | Mechanical | PHS | Mechanical PHS | 175 |  |  |  | 2008 | EnBW | Power Plant Tracker
Austria | Partenen | Kopswerk-2.3 | Operational | Mechanical | PHS | Mechanical PHS | 175 |  |  |  | 2008 | EnBW | Power Plant Tracker
Austria | Kühtai | Kühtai-2 | Operational | Mechanical | PHS | Mechanical PHS | 130 |  |  |  |  | Tiwag | Power Plant Tracker
Austria | Stubachtal | Tauernmoos | Bidding process | Mechanical | PHS | Mechanical PHS | 130 |  |  |  |  | OEBB | Power Plant Tracker
Austria |  | Malta Upper Stage Pumped Storage Power Plant | Operational | Mechanical |  | Mechanical | 120 | [5 empty] | Power Plant Tracker
Austria | Brandstatt | Malta-Oberstufe | Operational | Mechanical | PHS | Mechanical PHS | 120 |  |  |  | 1979 | Verbund | https://tyndp.entsoe.eu/tyndp2018/projects/storage_projects
Austria | Kaprun | Kaprun-Oberstufe | Operational | Mechanical | PHS | Mechanical PHS | 112.8 |  |  |  | 1956 | Verbund | http://www.webdisclosure.com/finance/stocks/evn-ag/news/752143.html
Austria |  | Oschenik Innerfragant Pumped Storage Power Station | Operational | Mechanical |  | Mechanical | 108 | [5 empty] | Power Plant Tracker
Austria | Berg | Hintermuhr | Operational | Mechanical | PHS | Mechanical PHS | 104 |  |  |  | 1992 | Salzburg AG | Power Plant Tracker
Austria | Mallnitz | Feldsee-1 | Operational | Mechanical | PHS | Mechanical PHS | 70 |  |  |  | 2009 | Kelag | Power Plant Tracker
Austria | Mallnitz | Feldsee-2 | Operational | Mechanical | PHS | Mechanical PHS | 70 |  |  |  | 2011 | Kelag | Power Plant Tracker
Austria |  | Koralpe | Operational | Mechanical | PHS | Mechanical PHS | 50 |  |  |  | 2007 | Kelag | Power Plant Tracker
Austria | Rastenfeld | Ottenstein TU | Operational | Mechanical | PHS | Mechanical PHS | 48 |  |  |  |  | EVN Group | Power Plant Tracker
Austria | Pfarrkirschen im muhlkreis | Ranna | Operational | Mechanical | PHS | Mechanical PHS | 19 |  |  |  | 1925 | Energie AG | Power Plant Tracker
Austria | Lünersee | Rellswerk Pumped Hydro Project | Operational | Mechanical | PHS | Mechanical PHS | 12 |  | Secondary Distribution |  | 2010+ | Vorarlberger Illwerke AG | Power Plant Tracker
Austria |  | Rifawerk Pumped Hydro Plant | Operational | Mechanical |  | Mechanical | 7 | [5 empty] | Power Plant Tracker
Austria | Prottes | Prottes | Operational | Electrochemical | Li-ion | Electrochemical Li-ion | 2.5 | 2.2 |  |  | 2017 |  | Power Plant Tracker
Austria |  | BlueSky Energy Microgrid ViZn Z20 | Operational | Electrochemical |  | Electrochemical | 0.064 | [5 empty] | Power Plant Tracker
Belgium |  | Iland | Announced | Mechanical | PHS | Mechanical PHS | 550 | 2000 |  |  | 2022 | THV iLand | https://reneweconomy.com.au/tesla-unveils-18-2mw-big-battery-in-belgium-77858/
Belgium | Trois ponts | Coo-II-4 | Operational | Mechanical | PHS | Mechanical PHS | 230 | 886.66 |  |  | 1980 | Electrabel | http://www.energystoragejournal.com/2018/07/26/partnership-installs-belgiums-biggest-duel-purpose-battery-ess/
Belgium | Trois ponts | Coo-II-5 | Operational | Mechanical | PHS | Mechanical PHS | 230 | 886.66 |  |  | 1980 | Electrabel | Power Plant Tracker
Belgium | Trois ponts | Coo-II-6 | Operational | Mechanical | PHS | Mechanical PHS | 230 | 886.66 |  |  | 1980 | Electrabel | Power Plant Tracker
Belgium | Trois ponts | Coo-I-1 | Operational | Mechanical | PHS | Mechanical PHS | 158 | 780 |  |  | 1971 | Electrabel | Power Plant Tracker
Belgium | Trois ponts | Coo-I-2 | Operational | Mechanical | PHS | Mechanical PHS | 158 | 780 |  |  | 1971 | Electrabel | Power Plant Tracker
Belgium | Trois ponts | Coo-I-3 | Operational | Mechanical | PHS | Mechanical PHS | 158 | 780 |  |  | 1971 | Electrabel | Power Plant Tracker
Belgium | Froidchapelle | Plate Taille | Operational | Mechanical | PHS | Mechanical PHS | 143 | 710 |  |  | 1981-01-19 | Lampiris | Power Plant Tracker
Belgium | Ruien | Ruien Energy Storage | Announced | Electrochemical | Li-ion | Electrochemical Li-ion | 25 | 32 |  |  | 2020-12-31 | EVN AG | Power Plant Tracker
Belgium | Terhills | Terhills | Operational | Electrochemical | Li-ion | Electrochemical Li-ion | 18.2 | 21.7 |  |  | 2018-12-31 | Tesla | Power Plant Tracker
Belgium | Drogenbos | Drogenbos | Operational | Electrochemical | Li-ion | Electrochemical Li-ion | 7 | 20 |  |  | 2017 | Engie | Power Plant Tracker
Belgium | Puurs | Peleman Industries | Operational | Electrochemical | Li-ion | Electrochemical Li-ion | 2 |  |  |  | 2018 | Eneco | Power Plant Tracker
Belgium | Kraftwerke | TheBattery | Operational | Electrochemical | Li-ion | Electrochemical Li-ion | 2 | 2 |  |  |  | Peleman | Power Plant Tracker
Belgium | Seraing | MiRIS | Operational | Electrochemical | Flow (Zn?) | Electrochemical Flow (Zn?) | 1.2 | 1.3 |  |  | 2018 |  | Power Plant Tracker
Belgium | Seraing | MiRIS | Operational | Electrochemical | Li-ion | Electrochemical Li-ion | 1.2 | 1.3 |  |  | 2018 |  | Power Plant Tracker
Belgium | Olen | Olen Umicore BAT | Operational | Electrochemical | Li-ion | Electrochemical Li-ion | 1.2 | 0.75 |  |  | 2019-10-08 | Engie | https://www.pv-magazine.com/2019/03/27/cyprus-set-to-install-its-first-battery-storage-and-blockchain-systems/
Belgium | Seraing | MiRIS | Operational | Electrochemical | Li-ion / Flow | Electrochemical Li-ion / Flow | 0.5 | 1.7 |  |  | 2018 | CMI Energy | Power Plant Tracker
Belgium | Seraing | MiRIS | Operational | Electrochemical | NaS | Electrochemical NaS | 0.2 | 1.1 |  |  | 2018 |  | Power Plant Tracker
Bulgaria | Sestrimo | Chaira | Operational | Mechanical | PHS | Mechanical PHS | 864 | 27340 |  |  | 1995 - 1999 | NEK | Power Plant Tracker
Bulgaria |  | Yadenitsa | Announced | Mechanical | PHS | Mechanical PHS | 864 | 5200 |  |  | 2025 - 2030 | NEK | Akubat
Bulgaria | Sestrimo | Belmeken | Operational | Mechanical | PHS | Mechanical PHS | 375 | 640 |  |  | 1974 | NEK | Akubat
Bulgaria | Krichim | Orpheus | Operational | Mechanical | PHS | Mechanical PHS | 160 | 13150 |  |  | 1975 | NEK | https://alfen.com/en/news/grand-opening-alfen%E2%80%99s-mega-energy-storage-system-czech-republic
Croatia | Split-Dalmatia | Vrdovo PHSP | Announced | Mechanical | PHS | Mechanical PHS | 540 |  |  | HOPS | 2022 - 2028 | HEP | https://www.energystorageexchange.org/projects?q=&title=&ratedPower%5Bmin%5D=&ratedPower%5Bmax%5D=&duration%5Bmin%5D=&duration%5Bmax%5D=&owner=&energyStorageTechnologyProvider=&powerElectronicsProvider=&oMContractor=&developer=&integratorCompany=&isoRto=&state=&country=Denmark&state=
Croatia |  | Dubrovnik II | Announced | Mechanical | PHS | Mechanical PHS | 304 |  |  | HOPS | 2022 - 2028 | HEP | https://www.energystorageexchange.org/projects?q=&title=&ratedPower%5Bmin%5D=&ratedPower%5Bmax%5D=&duration%5Bmin%5D=&duration%5Bmax%5D=&owner=&energyStorageTechnologyProvider=&powerElectronicsProvider=&oMContractor=&developer=&integratorCompany=&isoRto=&state=&country=Denmark&state=
Croatia | Obrovac | Velebit | Operational | Mechanical | PHS | Mechanical PHS | 276 | 2340 |  | HOPS | 1984 | HEP | https://www.energystorageexchange.org/projects?q=&title=&ratedPower%5Bmin%5D=&ratedPower%5Bmax%5D=&duration%5Bmin%5D=&duration%5Bmax%5D=&owner=&energyStorageTechnologyProvider=&powerElectronicsProvider=&oMContractor=&developer=&integratorCompany=&isoRto=&state=&country=Denmark&state=
Croatia |  | Kosinj | Announced | Mechanical | PHS | Mechanical PHS | 249.7 |  | 110 kV/220 kV | HOPS | 2021-2026 | HEP | Eesti Energia AS
Croatia | Orlovac | Orlovac | Operational | Mechanical | PHS | Mechanical PHS | 237 |  |  | HOPS | 1973 | HEP | Power Plant Tracker
Croatia | Tribalj | Vinodol-2 | Announced | Mechanical | PHS | Mechanical PHS | 150 |  | 110 kV | HOPS | 2023-2027 | HEP | Energy Authority / Fortum Oyj
Croatia | Tribalj | Vinodol-1 | Operational | Mechanical | PHS | Mechanical PHS | 90 |  |  | HOPS | 1952 | HEP | https://www.businessfinland.fi/en/whats-new/news/invest-in-finland/2018/finnish-lemene-smart-energy-system/ & https://www.esitteemme.fi/lemene/WebView/
Croatia |  | Busco | Operational | Mechanical | PHS | Mechanical PHS | 7.5 |  |  | HOPS |  | HEP | https://www.meruspower.fi/news/merus-power-deliver-energy-storage-system-lidl/ & http://www.sahkoala.fi/ammattilaiset/artikkelit/energiatehokkuus/fi_FI/Teollinen_mikroverkko_energianhallintajarjestelman_osana/
Croatia | Fuzine | Fuzine | Operational | Mechanical | PHS | Mechanical PHS | 4.6 |  |  | HOPS |  | HEP | Energy Authority / Siemens
Croatia |  | Blato | Operational | Mechanical | PHS | Mechanical PHS | 4.2 |  |  | HOPS |  | HEP | Energy Authority / Tuuliwatti Oy
Croatia | Fuzine | Lepenica Pumped Hydro Power Station | Operational | Mechanical |  | Mechanical | 1.14 | [5 empty] | Energy Authority / Fortum Oyj
Cyprus | Nicosie | Nicosie | Announced | Electrochemical | Unknown | Electrochemical Unknown | 5 | 2.35 |  |  |  |  | Power Plant Tracker
Czech Republic | Ochoz | Ochoz | Announced | Electrochemical | Li-ion | Electrochemical Li-ion |  | 10 |  |  |  |  | Power Plant Tracker
Czech Republic | Loučná Desnou | Dlouhé Stráně Pumped Storage Power Plant | Operational | Mechanical | PHS | Mechanical PHS | 650 | 3198 | Transmission |  | 1996 | ČEZ Group | https://www.energystorageexchange.org/projects?q=&title=&technologyBroadCategory%5B%5D=Electro-chemical&technologyBroadCategory%5B%5D=Thermal%20Storage&technologyBroadCategory%5B%5D=Liquid%20Air%20Energy%20Storage&technologyBroadCategory%5B%5D=Hydrogen%20Storage&technologyBroadCategory%5B%5D=Lithium%20Ion%20Battery&technologyBroadCategory%5B%5D=Compressed%20Air%20Energy%20Storage&ratedPower%5Bmin%5D=&ratedPower%5Bmax%5D=&duration%5Bmin%5D=&duration%5Bmax%5D=&owner=&energyStorageTechnologyProvider=&powerElectronicsProvider=&oMContractor=&developer=&integratorCompany=&isoRto=&state=&country=France&state=
Czech Republic | Jesenik | Dlouhe Strane-1 | Operational | Mechanical | PHS | Mechanical PHS | 325 |  |  |  | 1996 | CEZ | https://www.energystorageexchange.org/projects?q=&title=&technologyBroadCategory%5B%5D=Electro-chemical&technologyBroadCategory%5B%5D=Thermal%20Storage&technologyBroadCategory%5B%5D=Liquid%20Air%20Energy%20Storage&technologyBroadCategory%5B%5D=Hydrogen%20Storage&technologyBroadCategory%5B%5D=Lithium%20Ion%20Battery&technologyBroadCategory%5B%5D=Compressed%20Air%20Energy%20Storage&ratedPower%5Bmin%5D=&ratedPower%5Bmax%5D=&duration%5Bmin%5D=&duration%5Bmax%5D=&owner=&energyStorageTechnologyProvider=&powerElectronicsProvider=&oMContractor=&developer=&integratorCompany=&isoRto=&state=&country=France&state=
Czech Republic | Jesenik | Dlouhe Strane-2 | Operational | Mechanical | PHS | Mechanical PHS | 325 |  |  |  | 1996 | CEZ | https://www.energystorageexchange.org/projects?q=&title=&technologyBroadCategory%5B%5D=Electro-chemical&technologyBroadCategory%5B%5D=Thermal%20Storage&technologyBroadCategory%5B%5D=Liquid%20Air%20Energy%20Storage&technologyBroadCategory%5B%5D=Hydrogen%20Storage&technologyBroadCategory%5B%5D=Lithium%20Ion%20Battery&technologyBroadCategory%5B%5D=Compressed%20Air%20Energy%20Storage&ratedPower%5Bmin%5D=&ratedPower%5Bmax%5D=&duration%5Bmin%5D=&duration%5Bmax%5D=&owner=&energyStorageTechnologyProvider=&powerElectronicsProvider=&oMContractor=&developer=&integratorCompany=&isoRto=&state=&country=France&state=
Czech Republic | Dalesice | Dalesice-1 | Operational | Mechanical | PHS | Mechanical PHS | 120 | 575 |  |  | 1978 | CEZ | https://www.energystorageexchange.org/projects?q=&title=&technologyBroadCategory%5B%5D=Electro-chemical&technologyBroadCategory%5B%5D=Thermal%20Storage&technologyBroadCategory%5B%5D=Liquid%20Air%20Energy%20Storage&technologyBroadCategory%5B%5D=Hydrogen%20Storage&technologyBroadCategory%5B%5D=Lithium%20Ion%20Battery&technologyBroadCategory%5B%5D=Compressed%20Air%20Energy%20Storage&ratedPower%5Bmin%5D=&ratedPower%5Bmax%5D=&duration%5Bmin%5D=&duration%5Bmax%5D=&owner=&energyStorageTechnologyProvider=&powerElectronicsProvider=&oMContractor=&developer=&integratorCompany=&isoRto=&state=&country=France&state=
Czech Republic | Dalesice | Dalesice-2 | Operational | Mechanical | PHS | Mechanical PHS | 120 | 575 |  |  | 1978 | CEZ | https://www.lemoniteur.fr/article/corse-la-centrale-photovoltaique-d-alata-a-la-pointe-de-la-technologie.870864
Czech Republic | Dalesice | Dalesice-3 | Operational | Mechanical | PHS | Mechanical PHS | 120 | 575 |  |  | 1978 | CEZ | https://www.zonebourse.com/VOLTALIA-16860996/actualite/Voltalia-lance-la-construction-du-plus-grand-systeme-de-stockage-par-batteries-de-France-28569558/
Czech Republic | Dalesice | Dalesice-4 | Operational | Mechanical | PHS | Mechanical PHS | 120 | 575 |  |  | 1978 | CEZ | Power Plant Tracker
Czech Republic | Prague | Institute of Plasma Physics (IPP) Flywheel System - 50 MW Pulse Duration for 2-3 Seconds | Operational | Mechanical | Flywheel | Mechanical Flywheel | 70 |  | Transmission |  | 2008 |  | https://www.energystorageexchange.org/projects?q=&title=&technologyBroadCategory%5B%5D=Electro-chemical&technologyBroadCategory%5B%5D=Thermal%20Storage&technologyBroadCategory%5B%5D=Liquid%20Air%20Energy%20Storage&technologyBroadCategory%5B%5D=Hydrogen%20Storage&technologyBroadCategory%5B%5D=Lithium%20Ion%20Battery&technologyBroadCategory%5B%5D=Compressed%20Air%20Energy%20Storage&ratedPower%5Bmin%5D=&ratedPower%5Bmax%5D=&duration%5Bmin%5D=&duration%5Bmax%5D=&owner=&energyStorageTechnologyProvider=&powerElectronicsProvider=&oMContractor=&developer=&integratorCompany=&isoRto=&state=&country=France&state=
Czech Republic | Stechovice | Stechovice-2 | Operational | Mechanical | PHS | Mechanical PHS | 45 |  |  |  | 1948 | CEZ | https://www.energystorageexchange.org/projects?q=&title=&technologyBroadCategory%5B%5D=Electro-chemical&technologyBroadCategory%5B%5D=Thermal%20Storage&technologyBroadCategory%5B%5D=Liquid%20Air%20Energy%20Storage&technologyBroadCategory%5B%5D=Hydrogen%20Storage&technologyBroadCategory%5B%5D=Lithium%20Ion%20Battery&technologyBroadCategory%5B%5D=Compressed%20Air%20Energy%20Storage&ratedPower%5Bmin%5D=&ratedPower%5Bmax%5D=&duration%5Bmin%5D=&duration%5Bmax%5D=&owner=&energyStorageTechnologyProvider=&powerElectronicsProvider=&oMContractor=&developer=&integratorCompany=&isoRto=&state=&country=France&state=
Czech Republic | Mydlovary | Mydlovary | Operational | Electrochemical | Li-ion | Electrochemical Li-ion | 1 | 1.75 | Not connected |  | 2018 |  | https://solarpaces.nrel.gov/by-country/FR
Czech Republic | Obořiště | Obořiště | Operational | Electrochemical | Li-ion | Electrochemical Li-ion | 1 | 1.3 | Not connected |  | 2018 |  | Power Plant Tracker
Czech Republic | Prakšice | Prakšice | Operational | Electrochemical | Li-ion | Electrochemical Li-ion | 1 | 1.2 | Not connected |  | 2017 | Alfen / Solar Global | https://www.energystorageexchange.org/projects?q=&title=&technologyBroadCategory%5B%5D=Electro-chemical&technologyBroadCategory%5B%5D=Thermal%20Storage&technologyBroadCategory%5B%5D=Liquid%20Air%20Energy%20Storage&technologyBroadCategory%5B%5D=Hydrogen%20Storage&technologyBroadCategory%5B%5D=Lithium%20Ion%20Battery&technologyBroadCategory%5B%5D=Compressed%20Air%20Energy%20Storage&ratedPower%5Bmin%5D=&ratedPower%5Bmax%5D=&duration%5Bmin%5D=&duration%5Bmax%5D=&owner=&energyStorageTechnologyProvider=&powerElectronicsProvider=&oMContractor=&developer=&integratorCompany=&isoRto=&state=&country=France&state=
Czech Republic | Budweis | South Bohemian Science and Technology Park | Operational | Electrochemical | Redox flow Vanadium | Electrochemical Redox flow Vanadium | 0.03 | 0.13 |  |  |  | South Bohemian Science and Technology Park | Power Plant Tracker
Czech Republic | Sumava | Sumava National Park CellCube | Operational | Electrochemical | Redox flow Vanadium | Electrochemical Redox flow Vanadium | 0.01 | 0.04 |  |  |  | National Park Sumava | Power Plant Tracker
Denmark | HyBalance - Air Liquide Advanced Business | Hobro | Operational | Chemical | P2G | Chemical P2G | 1.25 |  |  |  |  | Air liquide | Power Plant Tracker
Denmark | Lem Kær 1.2 MW ESS Demo - Vestas Wind Systems | Lem Kær | Operational | Electrochemical | Li-ion | Electrochemical Li-ion | 1.2 | 0.3 |  |  |  | Vestas | Power Plant Tracker
Denmark | Bornholm | BOSS | Announced | Electrochemical | Unknown | Electrochemical Unknown | 1 | 1 |  |  |  |  | Power Plant Tracker
Denmark | Vestas Lem Kær ESS Demo 400 kW | Lem Kær | Operational | Electrochemical | Li-ion | Electrochemical Li-ion | 0.4 | 0.1 |  |  |  | Vestas | Power Plant Tracker
Denmark | Kongens Lyngby | RISO Syslab Redox Flow Battery | Operational | Electro-chemical and chemical storage | Redox flow Vanadium | Electro-chemical and chemical storage Redox flow Vanadium | 0.015 | 0.12 |  |  |  | RISO Syslab | Power Plant Tracker
Denmark | Sønderborg | GO Development Pumped Hydro Demonstration Project | Operational | Mechanical | PHS | Mechanical PHS | 0.006 | 0.036 |  |  | 2011 | GO Development | Power Plant Tracker
Estonia | Paldiski | Paldiski Hydro | Announced | Mechanical | PHS | Mechanical PHS | 500 | 4000 |  |  | 2028 | Energiasalv Pakri OU | Power Plant Tracker
Estonia | Alutaguse | Estonia PSPP | Announced | Mechanical | PHS | Mechanical PHS | 50 | 350 |  | Elering AS | 2030 | Eesti Energia AS | Power Plant Tracker
Faroe Islands | Tórshavn | Húsahagi Wind Farm ESS: Faroe Islands 700 kWh | Operational | Electrochemical | Li-ion | Electrochemical Li-ion | 2.3 | 0.69 |  |  | 2015 | SEV | Power Plant Tracker
Finland | Simo | Viinamäki (wind farm) | Under construction | Electrochemical | Li-ion | Electrochemical Li-ion | 6 | 6.6 | TSO | TSO | 2019-12-01 | Owner and operator: TuuliWatti Oy; Battery provider: SAFT S.A.S; Power electronics provider: Merus Power Dynamics Oy | https://www.futura-sciences.com/planete/actualites/energie-renouvelable-plus-grande-batterie-stockage-electrique-monde-installe-guyane-71488/
Finland | Järvenpää | LIDL Distribution Centre | Under construction | Electrochemical | Li-ion | Electrochemical Li-ion | 2.6 | 1.6 | Building's internal grid |  | 2019 | LIDL / Merus Power | https://www.futura-sciences.com/planete/actualites/energie-renouvelable-plus-grande-batterie-stockage-electrique-monde-installe-guyane-71488/
Finland | Lempäälä | LEMENE | Under construction | Undefined | Undefined | Undefined Undefined | 2.4 | 1.6 | Local micro-grid (?) |  | 2019 | Siemens | https://tecsol.blogs.com/mon_weblog/2018/12/neoen-construit-la-plus-grande-centrale-de-stockage-stationnaire-d%C3%A9lectricit%C3%A9-en-france-m%C3%A9tropolitai.html
Finland | Espoo | Sello Shopping Centre | Operational | Electrochemical | Li-ion NMC | Electrochemical Li-ion NMC | 2 | 2.1 | Building's internal grid |  | 2019-01-01 | Operator: Siemens; Battery provider: Siemens | http://nw-groupe.fr/nwj-box-stockage-denergie/
Finland | Järvenpää | Järvenpää Batcave | Operational | Electrochemical | Li-ion | Electrochemical Li-ion | 2 | 1 | DSO | DSO | 2017-03-01 | Owner and operator: Fortum Oyj; Battery provider:Saft | https://blog.boralex.com/un-premier-projet-de-stockage-pour-boralex/
Finland | Helsinki | Suvilahti | Operational | Electrochemical | Li-ion | Electrochemical Li-ion | 1.2 | 0.6 | DSO | DSO | 2016-08-01 | Owner and operator: Helen Oy; Battery provider: Toshiba Group | https://www.cre.fr/Documents/Deliberations/Decision/Compensation-des-projets-de-stockage-centralise-dans-les-zones-non-interconnectees-dans-le-cadre-du-guichet-d-octobre-2017
Finland | Kuru | Kuru | Operational | Electrochemical | Li-ion | Electrochemical Li-ion | 0.3 | 0.22 | DSO | DSO | 2019-06-01 | Owner: Fortum Oyj; Operator: Fortum Oyj / Elenia Oy ; Battery provider: SAFT; Power electronics and grid connection: ZHS (mostly ABB's components) | https://www.cre.fr/Documents/Deliberations/Decision/Compensation-des-projets-de-stockage-centralise-dans-les-zones-non-interconnectees-dans-le-cadre-du-guichet-d-octobre-2017
France | Moret-sur-Loing | ElectricitÃƒÂ© de France (EDF) Paris Concept Grid Flywheel ESS | Operational | Mechanical | Flywheel | Mechanical Flywheel | N/A | N/A |  |  | 2016 (announced) | ElectricitÃƒÂ© de France (EDF) | https://www.cre.fr/Documents/Deliberations/Decision/Compensation-des-projets-de-stockage-centralise-dans-les-zones-non-interconnectees-dans-le-cadre-du-guichet-d-octobre-2017
France | Unknown | Unknown | Possible | Undefined | Undefined | Undefined Undefined | 50 to 100 |  |  | RTE |  |  | https://www.cre.fr/Documents/Deliberations/Decision/Compensation-des-projets-de-stockage-centralise-dans-les-zones-non-interconnectees-dans-le-cadre-du-guichet-d-octobre-2017
France | Unknown | Unknown | Announced | Electrochemical | Undefined | Electrochemical Undefined | 100 (100 x 1 MW) | Unknown |  |  |  | NW Groupe | https://www.cre.fr/Documents/Deliberations/Decision/Compensation-des-projets-de-stockage-centralise-dans-les-zones-non-interconnectees-dans-le-cadre-du-guichet-d-octobre-2017
France | Douai, Cleon | Advanced Battery Storage | Announced | Electrochemical | Undefined | Electrochemical Undefined | [5 empty] | Renault | https://www.cre.fr/Documents/Deliberations/Decision/Compensation-des-projets-de-stockage-centralise-dans-les-zones-non-interconnectees-dans-le-cadre-du-guichet-d-octobre-2017
France | Mana | Mana EC | Announced | Electrochemical | Li-ion | Electrochemical Li-ion |  | 20 |  | EDF SEI |  | HDF Energy | https://www.cre.fr/Documents/Deliberations/Decision/Compensation-des-projets-de-stockage-centralise-dans-les-zones-non-interconnectees-dans-le-cadre-du-guichet-d-octobre-2017
France | Mana | Mana H | Announced | Chemical | P2G | Chemical P2G |  | 120 |  | EDF SEI |  | HDF Energy | https://www.cre.fr/Documents/Deliberations/Decision/Compensation-des-projets-de-stockage-centralise-dans-les-zones-non-interconnectees-dans-le-cadre-du-guichet-d-octobre-2017
France | Vaujany | Grand Maison-2 | Operational | Mechanical | PHS | Mechanical PHS | 1070 | 34800 |  | RTE | 1986 | EDF | https://www.cre.fr/Documents/Deliberations/Decision/Compensation-des-projets-de-stockage-centralise-dans-les-zones-non-interconnectees-dans-le-cadre-du-guichet-d-octobre-2017
France | Le Truel | Le Pouget Pumped Storage Power Plant | Operational | Mechanical | PHS | Mechanical PHS | 445 |  |  |  | 1983 | EDF | https://www.cre.fr/Documents/Deliberations/Decision/Compensation-des-projets-de-stockage-centralise-dans-les-zones-non-interconnectees-dans-le-cadre-du-guichet-d-octobre-2017
France | Moutiers | La Coche 1 2 3 4 | Operational | Mechanical | PHS | Mechanical PHS | 320 | 930 |  | RTE | 1976 | EDF | https://www.cre.fr/Documents/Deliberations/Decision/compensation-des-projets-de-stockage-centralise-a-mayotte-dans-le-cadre-du-guichet-d-avril-2019
France | Cheylas | Le Cheylas-1 | Operational | Mechanical | PHS | Mechanical PHS | 242.5 | 1440 |  | RTE | 1979 | EDF | https://www.cre.fr/Documents/Deliberations/Decision/compensation-des-projets-de-stockage-centralise-a-mayotte-dans-le-cadre-du-guichet-d-avril-2019
France | Cheylas | Le Cheylas-2 | Operational | Mechanical | PHS | Mechanical PHS | 242.5 | 1440 |  | RTE | 1979 | EDF | https://www.statistiques.developpement-durable.gouv.fr/donnees-locales-relatives-aux-installations-de-production-delectricite-renouvelable-beneficiant-0
France | La Richardais | La Rance Tidal Power Station | Operational | Mechanical | PHS | Mechanical PHS | 240 |  |  |  | 1966 | EDF | https://www.engie.com/wp-content/uploads/2016/09/cp_service_reglage_frequence_battgrid.pdf
France | Valon | Montezic-1 | Operational | Mechanical | PHS | Mechanical PHS | 227.5 | 9100 |  | RTE | 1982 | EDF | https://www.cre.fr/content/download/16730/206315
France | Valon | Montezic-2 | Operational | Mechanical | PHS | Mechanical PHS | 227.5 | 9100 |  | RTE | 1982 | EDF | https://www.cre.fr/content/download/16730/206315
France | Valon | Montezic-3 | Operational | Mechanical | PHS | Mechanical PHS | 227.5 | 9100 |  | RTE | 1982 | EDF | https://www.cre.fr/content/download/16730/206315
France | Valon | Montezic-4 | Operational | Mechanical | PHS | Mechanical PHS | 227.5 | 9100 |  | RTE | 1982 | EDF | http://nw-groupe.fr/nwj-box-stockage-denergie/
France | Revin Saint Nicolas | Revin-1 | Operational | Mechanical | PHS | Mechanical PHS | 202 | 900 |  | RTE | 1976 | EDF | Projects not confirmed and not announced but possible according to TSO (RTE) in the forthcoming months/years
France | Revin Saint Nicolas | Revin-2 | Operational | Mechanical | PHS | Mechanical PHS | 202 | 900 |  | RTE | 1976 | EDF | Mittelstand Global - Energy Storage Technology - Business Models - Trends
France | Revin Saint Nicolas | Revin-3 | Operational | Mechanical | PHS | Mechanical PHS | 202 | 900 |  | RTE | 1976 | EDF | Mittelstand Global - Energy Storage Technology - Business Models - Trends , https://sandia.gov/ess-ssl/gesdb/public/projects.html#1414
France | Revin Saint Nicolas | Revin-4 | Operational | Mechanical | PHS | Mechanical PHS | 202 | 900 |  | RTE | 1976 | EDF | Mittelstand Global - Energy Storage Technology - Business Models - Trends
France | Bissorte | Super Bissorte TU-1 | Operational | Mechanical | PHS | Mechanical PHS | 150 | 787.5 |  | RTE | 1987 | EDF | Mittelstand Global - Energy Storage Technology - Business Models - Trends
France | Bissorte | Super Bissorte TU-2 | Operational | Mechanical | PHS | Mechanical PHS | 150 | 787.5 |  | RTE | 1987 | EDF | Mittelstand Global - Energy Storage Technology - Business Models - Trends
France | Bissorte | Super Bissorte TU-3 | Operational | Mechanical | PHS | Mechanical PHS | 150 | 787.5 |  | RTE | 1987 | EDF | Mittelstand Global - Energy Storage Technology - Business Models - Trends
France | Bissorte | Super Bissorte TU-4 | Operational | Mechanical | PHS | Mechanical PHS | 150 | 787.5 |  | RTE | 1987 | EDF | Mittelstand Global - Energy Storage Technology - Business Models - Trends
France | Orbey | Lac Noir Pumped Storage Power Plant | De-Commissioned | Mechanical | PHS | Mechanical PHS | 82 |  |  |  | 1933 |  | Mittelstand Global - Energy Storage Technology - Business Models - Trends
France | Argentat | Argentat Pumped Storage Power Station | Operational | Mechanical | PHS | Mechanical PHS | 48 |  |  | EDF | 1957 |  | Mittelstand Global - Energy Storage Technology - Business Models - Trends
France | Martinique | Madinina 1 | Announced | Undefined | Undefined | Undefined Undefined | 12 | 12 |  | EDF SEI | 2020 | Akuo | Mittelstand Global - Energy Storage Technology - Business Models - Trends
France | Ghisonaccia | Alba Nova 1 Solar Power Plant | Operational | Thermal |  | Thermal | 12 | 12 |  | Solar Euromed | 2013 (?) |  | Mittelstand Global - Energy Storage Technology - Business Models - Trends
France | Alba Nova 1 Solar Power Plant | Ghisonaccia | Operational | Thermal | STES | Thermal STES | 12 | 12 |  |  |  | Solar Euromed | Mittelstand Global - Energy Storage Technology - Business Models - Trends
France | Vingeanne | Ringo | Announced | Electrochemical | Li-ion | Electrochemical Li-ion | 12 | 33.6 |  | RTE |  | RTE during 3 years after commissionning | Mittelstand Global - Energy Storage Technology - Business Models - Trends
France | Villefranche-de-Panat | Alrance Pumped Storage Power Station | Operational | Mechanical | PHS | Mechanical PHS | 11 |  |  | EDF | 1951 |  | Mittelstand Global - Energy Storage Technology - Business Models - Trends ; https://www.omexom.com/31-6-mwh-battery-storage-at-cremzow-substation/
France | Bellac | Ringo | Announced | Electrochemical | Li-ion | Electrochemical Li-ion | 10 | 30.8 |  | RTE |  | RTE during 3 years after commissionning | Mittelstand Global - Energy Storage Technology - Business Models - Trends
France | Ventavon | Ringo | Announced | Electrochemical | Lithium-Metal-Polymer | Electrochemical Lithium-Metal-Polymer | 10 | 30.2 |  | RTE |  | RTE during 3 years after commissionning | Mittelstand Global - Energy Storage Technology - Business Models - Trends
France | Vieux Pre | Vieux Pre | Operational | Mechanical | PHS | Mechanical PHS | 9.7 | 0 |  | RTE | 1986 | EDF | Mittelstand Global - Energy Storage Technology - Business Models - Trends
France | Llo | eLLO Solar Thermal Project | Operational | Thermal | Molten salts | Thermal Molten salts | 9 | 36 |  |  | 2018-12-31 | SUNCNIM | Mittelstand Global - Energy Storage Technology - Business Models - Trends
France | Mayotte | ASR Mayotte RC | Announced | Undefined | Undefined | Undefined Undefined | 7.4 | 14.9 |  | EDM | 2020 | Albioma Services Réseau | Mittelstand Global - Energy Storage Technology - Business Models - Trends
France | Azur | Azur Stockage | Operational | Electrochemical | Li-ion | Electrochemical Li-ion | 6 | 6 |  | RTE | 2019 | Neoen | Mittelstand Global - Energy Storage Technology - Business Models - Trends
France | Réunion | Cratere | Announced | Undefined | Undefined | Undefined Undefined | 5 | 10 |  | EDF SEI | 2020 | Corsica Sole | Mittelstand Global - Energy Storage Technology - Business Models - Trends
France | Martinique | Le Lamantin | Announced | Undefined | Undefined | Undefined Undefined | 5 | 4 |  | EDF SEI | 2020 | EDF SEI | Mittelstand Global - Energy Storage Technology - Business Models - Trends
France | Guyane | Mana report OSS1 | Announced | Undefined | Undefined | Undefined Undefined | 5 | 7.3 |  | EDF SEI | 2020 | Voltalia | Mittelstand Global - Energy Storage Technology - Business Models - Trends
France | Guyane | Mana Reservce OSS2 | Announced | Undefined | Undefined | Undefined Undefined | 5 | 4 |  | EDF SEI | 2020 | Voltalia | IRENA - ES and renewables : costs and markets to 2030
France | Corse | Prato | Announced | Undefined | Undefined | Undefined Undefined | 5 | 10 |  | EDF SEI | 2020 | Corsica Sole | Mittelstand Global - Energy Storage Technology - Business Models - Trends
France | Guadeloupe | Batterie Baie-Mahault | Announced | Electrochemical | Undefined | Electrochemical Undefined | 5 | 4 |  | EDF SEI | 2020 | EDF SEI | https://solarpaces.nrel.gov/by-country/DE
France | Réunion | Batterie Saint Leu | Announced | Electrochemical | Undefined | Electrochemical Undefined | 5 | 3.7 |  | EDF SEI | 2020 | EDF SEI | Mittelstand Global - Energy Storage Technology - Business Models - Trends
France | Bardzour Solar Farm and Storage Project | Le Port | Announced | Electrochemical | Li-ion | Electrochemical Li-ion | 4.5 | 9 |  |  |  | Ingeteam | Mittelstand Global - Energy Storage Technology - Business Models - Trends
France | Mayotte | Longoni Stockage I | Announced | Undefined | Undefined | Undefined Undefined | 4 | 2 |  | EDM | 2020 | Total Solar | Mittelstand Global - Energy Storage Technology - Business Models - Trends
France | ADEME Intelligent Electricity Networks - Industrial Area Demonstration | Toulouse | Operational | Electrochemical | Li-ion | Electrochemical Li-ion | 3.3 | 1.65 |  |  |  | Saft | Mittelstand Global - Energy Storage Technology - Business Models - Trends , https://sandia.gov/ess-ssl/gesdb/public/projects.html#711
France | Sainte-Agnès | SNC DE LA GORGE | Operational | Mechanical | PHS | Mechanical PHS | 2.7 | 0 |  | RTE | 1997 | 0 | Mittelstand Global - Energy Storage Technology - Business Models - Trends
France | Guyane | Savane des pères | Under Construction | Electrochemical | Li-ion | Electrochemical Li-ion | 2.6 | 2.9 |  | EDF SEI | 2019-12-31 |  | Mittelstand Global - Energy Storage Technology - Business Models - Trends
France | Corse | Alata | Operational | Electrochemical | Unknown | Electrochemical Unknown | 2.4 | 4.32 |  | EDF SEI | 2018-12-31 |  | Mittelstand Global - Energy Storage Technology - Business Models - Trends
France | Ile de Sein | HABITAT29 | Operational | Electrochemical | Undefined | Electrochemical Undefined | 2.3 | 0.001 |  | EDF SEI | 2019 | EDF SEI | Mittelstand Global - Energy Storage Technology - Business Models - Trends
France | Arce | Stockage de l’Arce | Announced | Electrochemical | Li-ion | Electrochemical Li-ion | 2.16 | 1.5 |  |  |  | Boralex | Mittelstand Global - Energy Storage Technology - Business Models - Trends
France | Corsica 2 MW Storage by Saft and Schneider | Corte | Announced | Electrochemical | Li-ion | Electrochemical Li-ion | 2 | 2 |  | EDF SEI |  | Schneider Electric | Mittelstand Global - Energy Storage Technology - Business Models - Trends
France | French Guiana, Montsinéry-Tonnegrande | EDF EN Guiana, Toucan Project | Operational | Electrochemical | NaNiCl | Electrochemical NaNiCl | 1.6 | 4.48 |  |  | 2015 | EDF | Mittelstand Global - Energy Storage Technology - Business Models - Trends , https://sandia.gov/ess-ssl/gesdb/public/projects.html#1464
France | Carros NICE GRID Primary Substation Battery (PSB) Project | Carros | Operational | Electrochemical | Li-ion | Electrochemical Li-ion | 1.1 | 0.572 |  |  |  | Alstom Grid | Mittelstand Global - Energy Storage Technology - Business Models - Trends
France | Guadeloupe | Gua 1 - St François | Announced | Undefined | Undefined | Undefined Undefined | 1 | 0.6 |  | EDF SEI | 2020 | NWE | Mittelstand Global - Energy Storage Technology - Business Models - Trends
France | Guadeloupe | Gua 2 - St François | Announced | Undefined | Undefined | Undefined Undefined | 1 | 0.6 |  | EDF SEI | 2020 | NWE | Mittelstand Global - Energy Storage Technology - Business Models - Trends
France | Guyane | Guy 1 - Remire-Montjoly | Announced | Undefined | Undefined | Undefined Undefined | 1 | 0.6 |  | EDF SEI | 2020 | NWE | Mittelstand Global - Energy Storage Technology - Business Models - Trends
France | Toulouse | BattGrid | Operational | Electrochemical | Li-ion | Electrochemical Li-ion | 1 |  |  | RTE | 2016 | Engie | Mittelstand Global - Energy Storage Technology - Business Models - Trends , https://sandia.gov/ess-ssl/gesdb/public/projects.html#545
France | EDF R&D Les Renardières Concept Grid ESS | Les renardières | Operational | Electrochemical | Li-ion | Electrochemical Li-ion | 1 | 0.5 |  |  |  | Saft | Mittelstand Global - Energy Storage Technology - Business Models - Trends
France | Jonzac | NWJ Box | Operational | Electrochemical | Unknown | Electrochemical Unknown | 1 |  |  | ENEDIS | 2018 | NW Energy | Mittelstand Global - Energy Storage Technology - Business Models - Trends
France | Reunion Island Pegase Project | Saint Andre | Operational | Electrochemical | Li-ion NaS | Electrochemical Li-ion NaS | 1 | 7.2 |  |  |  | EDF | Mittelstand Global - Energy Storage Technology - Business Models - Trends
France | French Polynesia, Tetiaroa | Tetiaroa Brando Resort | Operational | Electrochemical | Redox flow Zn-Br | Electrochemical Redox flow Zn-Br | 1 | 2 |  |  |  | The Brando Resort | Mittelstand Global - Energy Storage Technology - Business Models - Trends
France | Ham-sur-Meuse | BARRAGE HYDRAULIQUE DE HAM | Operational | Mechanical | PHS | Mechanical PHS | 0.9 | 0 |  | RTE | 2017 | 0 | Power Plant Tracker
France | Aime | CENTRALE DE PONT THIERET | Operational | Mechanical | PHS | Mechanical PHS | 0.6 | 0 |  | RTE | 2001 | 0 | Power Plant Tracker
France | Odet | Blue Solutions - Odet 2MWh LMP Battery System | Operational | Electrochemical | Li-ion | Electrochemical Li-ion | 0.5 | 2 |  |  |  |  | Power Plant Tracker
France | Vaucresson | Blue Solutions - Vaucresson 2MWh LMP | Operational | Electrochemical | Li-ion | Electrochemical Li-ion | 0.5 | 2 |  |  |  |  | Power Plant Tracker
France | Carbonne | EDF DPIH CARBONNE | Operational | Mechanical | PHS | Mechanical PHS | 0.4 | 0 |  | RTE | 1997 | 0 | Power Plant Tracker
France | Carros | NICE GRID project in Carros (Southern France): Secondary Substation Battery (SSB) | Operational | Electro-chemical and chemical storage | Li-ion | Electro-chemical and chemical storage Li-ion | 0.25 | 0.48 | Secondary Distribution |  | 2014 | ERDF | Power Plant Tracker
France | Ajaccio | Univeristy of Corsica MYRTE Test Platform | Operational | Electrochemical | Hydrogen | Electrochemical Hydrogen | 0.15 |  |  |  | 2012 | Univeristy of Corsica | Power Plant Tracker
France | Le Bourget du Lac | INES Project | Operational | Electro-chemical and chemical storage | NaNiCl | Electro-chemical and chemical storage NaNiCl | 0.12 | 0.14 |  |  | 2012 |  | Power Plant Tracker
France | Guadeloupe | Guadeloupe Li-ion Energy to Grid Test | De-Commissioned | Electrochemical | Li-ion | Electrochemical Li-ion | 0.107 |  |  |  | 2008 | Tenesol | Power Plant Tracker
France | Toulouse | Smart ZAE Flywheel Project - COFELY INEO - 170kWp of Solar panels, 15kW of Wind Generation | Operational | Mechanical | Flywheel | Mechanical Flywheel | 0.1 | 0.1 |  |  | 2014 | COFELY INEO | Power Plant Tracker
France | Tulle | Blue Solutions - Tulle 200kWh of LMP Batteries | Operational | Electro-chemical and chemical storage | Li-ion | Electro-chemical and chemical storage Li-ion | 0.05 | 0.2 |  |  |  |  | Power Plant Tracker
France | NÃƒÂ®mes | Blue Solutions - NÃƒÂ®mes 200kWh of LMP Batteries | De-Commissioned | Electrochemical | Lead-acid | Electrochemical Lead-acid | 0.05 | 0.2 |  |  |  |  | https://www.powermag.com/volcanic-rock-offers-new-take-on-energy-storage/?utm_source=Subscribers&utm_campaign=9a457f9bd7-Email_Power_Turbine_Markets_08_2019&utm_medium=email&utm_term=0_1eeab54b7d-9a457f9bd7-124462181
France | Carros | NICE GRID project in Carros (Southern France): Low Voltage Grid Batteries (LVGB) | Operational | Electrochemical | Li-ion | Electrochemical Li-ion | 0.033 | 0.085 |  |  | 2014 | ERDF | https://www.powermag.com/volcanic-rock-offers-new-take-on-energy-storage/?utm_source=Subscribers&utm_campaign=9a457f9bd7-Email_Power_Turbine_Markets_08_2019&utm_medium=email&utm_term=0_1eeab54b7d-9a457f9bd7-124462181
France | Le-Puy-en-Velay | Blue Solutions - Le-Puy-en-Velay 35kWc PV | Operational | Electrochemical | Li-ion | Electrochemical Li-ion | 0.02 | 0.08 | Transmission |  |  |  | Power Plant Tracker , https://sandia.gov/ess-ssl/gesdb/public/projects.html#19
France | Colombiers | EDF EN Gabardone Project | Operational | Electrochemical | NaNiCl | Electrochemical NaNiCl | 0.02 | 0.07 |  |  |  | FIAMM (?) | Power Plant Tracker
France | Muddiford | Diesel Generator Solar + Storage Replacement | Operational | Electrochemical | Sodium-based battery | Electrochemical Sodium-based battery | 0.011 | 0.022 |  |  | 2016 | Green Fuels 4U | Power Plant Tracker
France | Paris | DIY ESS - 5kWh LiFePO4 | Operational | Electrochemical | Li-ion LFP | Electrochemical Li-ion LFP | 0.002 | 0.004 |  |  |  | Christophe HUBERT | Power Plant Tracker
Germany | Berlin |  | Operational | Electrochemical | Li-ion | Electrochemical Li-ion |  | 1.9 |  |  |  | Audi | Power Plant Tracker
Germany |  | Germany Residential Energy Storage Systems - 430,000 PV Battery Storage Systems | Operational | Electro-chemical and chemical storage |  | Electro-chemical and chemical storage | 1900 | 3500 |  |  |  |  | Power Plant Tracker
Germany | Atdorf | Atdorf | Announced | Mechanical | PHS | Mechanical PHS | 1400 |  |  |  | 2022 | Schluchseewerke | Power Plant Tracker
Germany |  | Landkreis Gotha/ Talsperre Schmalwasser | Announced | Mechanical | PHS | Mechanical PHS | 1000 |  |  |  |  | Trianel | Power Plant Tracker
Germany | Jochberg | Jochberg/Walchensee | Announced | Mechanical | PHS | Mechanical PHS | 700 |  |  |  |  | Energieallianz Bayern | Power Plant Tracker
Germany | Wehr | Wehr-1-2 | Operational | Mechanical | PHS | Mechanical PHS | 455 |  |  |  | 1975 | Schluchseewerk | Power Plant Tracker
Germany | Wehr | Wehr-3-4 | Operational | Mechanical | PHS | Mechanical PHS | 455 |  |  |  | 1975 | Schluchseewerk | Power Plant Tracker
Germany |  | Nethe/Höxter | Announced | Mechanical | PHS | Mechanical PHS | 390 |  |  |  | 2025 | Trianel | Power Plant Tracker
Germany | Trier | Rio | Announced | Mechanical | PHS | Mechanical PHS | 390 |  |  |  |  | Stadtwerke Trier | Power Plant Tracker
Germany | Garching | Max Planck Institute ASDEX-Upgrade Pulsed Power Supply System - 155 MW With Pulse Duration of 9.7 sec. | Operational | Mechanical | Flywheel | Mechanical Flywheel | 387 |  |  |  | 1978 | Max Planck Institute for Plasma Physics, EURATOM Association | Power Plant Tracker , https://sandia.gov/ess-ssl/gesdb/public/projects.html#1360
Germany | Huntorf | Huntorf | Operational | Mechanical | CAES | Mechanical CAES | 321 | 580 |  |  | 1978-12-31 | Uniper centrales | Power Plant Tracker
Germany | Lügde | Hochtief Lügde | Announced | Mechanical | PHS | Mechanical PHS | 320 |  |  |  | 2020 | Hochtief | Power Plant Tracker
Germany | Hohenwarte | Hohenwarte-2 | Operational | Mechanical | PHS | Mechanical PHS | 317.8 | 2087 |  |  | 1965 | Vattenfall | Power Plant Tracker
Germany | Untergriesbach | Riedl Energy Storage Plant | Operational | Mechanical | PHS | Mechanical PHS | 300 |  |  |  | 2015 | Verbund AG | Bnetza
Germany |  | Heimbach II | Announced | Mechanical | PHS | Mechanical PHS | 300 |  |  |  |  | Stadtwerke Mainz | Bnetza
Germany | Jochenstein | Jochenstein / Energiespeicher Riedl | Announced | Mechanical | PHS | Mechanical PHS | 300 | 3500 |  |  |  | Donaukraftwerk/Jochenstein AG | Power Plant Tracker
Germany | Schweich | Schweich | Announced | Mechanical | PHS | Mechanical PHS | 300 |  |  |  | 2021 | Trier utility | Power Plant Tracker
Germany | Edertal Hemfurth-Edersee | Waldeck-2-expansion | Under construction | Mechanical | PHS | Mechanical PHS | 300 |  |  |  | 2019 | Uniper | Power Plant Tracker
Germany | Forbach | Forbach-expansion | Announced | Mechanical | PHS | Mechanical PHS | 270 |  |  |  |  | EnBW | Power Plant Tracker
Germany | Goldisthal | Goldisthal-A | Operational | Mechanical | PHS | Mechanical PHS | 265 | 2120 |  |  | 2004 | Vattenfall | Power Plant Tracker
Germany | Goldisthal | Goldisthal-B | Operational | Mechanical | PHS | Mechanical PHS | 265 | 2120 |  |  | 2004 | Vattenfall | Power Plant Tracker
Germany | Goldisthal | Goldisthal-C | Operational | Mechanical | PHS | Mechanical PHS | 265 | 2120 |  |  | 2004 | Vattenfall | Power Plant Tracker
Germany | Goldisthal | Goldisthal-D | Operational | Mechanical | PHS | Mechanical PHS | 265 | 2120 |  |  | 2004 | Vattenfall | Power Plant Tracker
Germany | Edertal Hemfurth-Edersee | Waldeck-2-M5 | Operational | Mechanical | PHS | Mechanical PHS | 240 | 1714 |  |  | 1974 | Uniper | Power Plant Tracker
Germany | Edertal Hemfurth-Edersee | Waldeck-2-M6 | Operational | Mechanical | PHS | Mechanical PHS | 240 | 1714 |  |  | 1974 | Uniper | Power Plant Tracker
Germany | Kreiensen | Erzhausen | Operational | Mechanical | PHS | Mechanical PHS | 220 | 940 |  |  | 1964 | Statkraft | Power Plant Tracker
Germany | Straßfurt | Adele CAES Project - Sachsen-Anhalt, Germany | Announced | Mechanical | CAES | Mechanical CAES | 200 | 1000 |  |  | 2013 | RWE, GE, Zueblin, German Aerospace Center | Power Plant Tracker
Germany | Bad Säckingen | Säckingen-1-2 | Operational | Mechanical | PHS | Mechanical PHS | 180 | 1032 |  |  | 1966 | Schluchseewerk | Power Plant Tracker
Germany | Bad Säckingen | Säckingen-3-4 | Operational | Mechanical | PHS | Mechanical PHS | 180 | 1032 |  |  | 1966 | Schluchseewerk | https://www.windpowermonthly.com/article/1525509/new-100mw-power-to-gas-project-planned
Germany | Markersbach | Markersbach-A | Operational | Mechanical | PHS | Mechanical PHS | 174 | 670 |  |  | 1979 | Vattenfall | https://www.pv-magazine.com/2019/04/04/vattenfall-led-consortium-plans-50-mw-power-to-gas-project-in-germany/
Germany | Markersbach | Markersbach-B | Operational | Mechanical | PHS | Mechanical PHS | 174 | 670 |  |  | 1979 | Vattenfall | https://www.eqmagpro.com/sungrow-bags-supply-contract-with-smart-power-for-a-30mw-30mwh-energy-storage-project-in-germany/
Germany | Markersbach | Markersbach-C | Operational | Mechanical | PHS | Mechanical PHS | 174 | 670 |  |  | 1979 | Vattenfall | Power Plant Tracker
Germany | Markersbach | Markersbach-D | Operational | Mechanical | PHS | Mechanical PHS | 174 | 670 |  |  | 1979 | Vattenfall | Power Plant Tracker
Germany | Markersbach | Markersbach-E | Operational | Mechanical | PHS | Mechanical PHS | 174 | 670 |  |  | 1979 | Vattenfall | Power Plant Tracker
Germany | Markersbach | Markersbach-F | Operational | Mechanical | PHS | Mechanical PHS | 174 | 670 |  |  | 1979 | Vattenfall | Power Plant Tracker
Germany | Herdecke | Koepchenwerk / Ruhr | Operational | Mechanical | PHS | Mechanical PHS | 165 | 590 |  |  | 1989 | RWE Power | Power Plant Tracker
Germany | Gemünden | Langenprozelten | Operational | Mechanical | PHS | Mechanical PHS | 164 | 950 |  |  | 1974 | Donau-Wasserkraft AG | Power Plant Tracker
Germany | Happurg | Happurg-1-2-3-4 | Offline/Under Repair | Mechanical | PHS | Mechanical PHS | 160 | 900 |  |  | 1958 | Uniper | https://www.pv-magazine.com/2019/05/27/belectric-installs-1-9-mwh-of-battery-storage-for-audi-in-germany/
Germany | Waldshut-Tiengen | Waldshut-1-2-3-4 | Operational | Mechanical | PHS | Mechanical PHS | 150 | 476 |  |  | 1951 | Schluchseewerk | https://www.tennet.eu/news/detail/gasunie-tennet-and-thyssengas-reveal-detailed-green-sector-coupling-plans-using-power-to-gas-tec/ ; https://www.tennet.eu/de/news/news/power-to-gas-projekt-element-eins-fasst-standort-diele-ins-auge/
Germany | Edertal Hemfurth-Edersee | Waldeck-1 | Operational | Mechanical | PHS | Mechanical PHS | 145 |  |  |  | 1931 | Uniper | Power Plant Tracker
Germany | Finnentrop-Rönkhausen | Rönkhausen-1-2-Glingetal | Operational | Mechanical | PHS | Mechanical PHS | 138 | 690 |  |  | 1969 | Mark-E | http://www.rae.gr/site/system/docs/ape_files/ape_registry/2019/0519.csp?viewMode=normal
Germany | Herdecke | Herdecke-1 | Operational | Mechanical | PHS | Mechanical PHS | 132 |  |  |  | 1927 | RWE Power | http://www.rae.gr/site/system/docs/ape_files/ape_registry/2019/0519.csp?viewMode=normal
Germany | Geesthacht | Geesthacht | Operational | Mechanical | PHS | Mechanical PHS | 119.1 | 600 |  |  | 1958 | Vattenfall | http://www.rae.gr/site/system/docs/ape_files/ape_registry/2019/0519.csp?viewMode=normal
Germany | Witznau | Witznau-1-2 | Operational | Mechanical | PHS | Mechanical PHS | 110 |  |  |  | 1943 | Schluchseewerk | http://www.rae.gr/site/system/docs/ape_files/ape_registry/2019/0519.csp?viewMode=normal
Germany | Witznau | Witznau-3-4 | Operational | Mechanical | PHS | Mechanical PHS | 110 |  |  |  | 1943 | Schluchseewerk | http://www.rae.gr/site/system/docs/ape_files/ape_registry/2019/0519.csp?viewMode=normal
Germany |  | Hybridge | Announced | Chemical | P2G | Chemical P2G | 100 |  |  |  | 2023 | Amprion, Open Grid Europe | http://www.rae.gr/site/system/docs/ape_files/ape_registry/2019/0519.csp?viewMode=normal
Germany | Diele | Element One | Announced | Chemical | P2G | Chemical P2G | 100 |  |  |  | 2022 | Tennet, Gasunie, Thyssengas | https://solarpaces.nrel.gov/by-country/GR
Germany | Häusern | Häusern-1-2-3-4 | Operational | Mechanical | PHS | Mechanical PHS | 100 | 527 |  |  | 1931 | Schluchseewerk | http://www.rae.gr/site/system/docs/ape_files/ape_registry/2019/0519.csp?viewMode=normal
Germany | Trausnitz | Pfreimd II | Operational | Mechanical | PHS | Mechanical PHS | 99 |  |  |  | 1955 | ENGIE | https://www.energystorageexchange.org/projects?q=&title=&technologyBroadCategory%5B%5D=Electro-chemical&technologyBroadCategory%5B%5D=Pumped%20Hydro%20Storage&technologyBroadCategory%5B%5D=Thermal%20Storage&technologyBroadCategory%5B%5D=Liquid%20Air%20Energy%20Storage&technologyBroadCategory%5B%5D=Hydrogen%20Storage&technologyBroadCategory%5B%5D=Lithium%20Ion%20Battery&technologyBroadCategory%5B%5D=Compressed%20Air%20Energy%20Storage&ratedPower%5Bmin%5D=&ratedPower%5Bmax%5D=&duration%5Bmin%5D=&duration%5Bmax%5D=&owner=&energyStorageTechnologyProvider=&powerElectronicsProvider=&oMContractor=&developer=&integratorCompany=&isoRto=&state=&country=Greece&state=
Germany | Landshut | Reisach | Operational | Mechanical | PHS | Mechanical PHS | 99 | 630 |  |  | 1955 | ENGIE | http://www.rae.gr/site/system/docs/ape_files/ape_registry/2019/0519.csp?viewMode=normal
Germany | Metzingen-Glems | Glems | Operational | Mechanical | PHS | Mechanical PHS | 90 | 560 |  |  | 1964 | EnBW | http://www.rae.gr/site/system/docs/ape_files/ape_registry/2019/0519.csp?viewMode=normal
Germany | Schleiz | Bleiloch | Operational | Mechanical | PHS | Mechanical PHS | 79.8 | 640 |  |  | 1932 | Vattenfall | Power Plant Tracker
Germany | Wendefurth | Wendefurth | Operational | Mechanical | PHS | Mechanical PHS | 79.7 | 523 |  |  | 1967 | Vattenfall | https://www.energystorageexchange.org/projects?q=&title=&technologyBroadCategory%5B%5D=Electro-chemical&technologyBroadCategory%5B%5D=Pumped%20Hydro%20Storage&technologyBroadCategory%5B%5D=Thermal%20Storage&technologyBroadCategory%5B%5D=Liquid%20Air%20Energy%20Storage&technologyBroadCategory%5B%5D=Hydrogen%20Storage&technologyBroadCategory%5B%5D=Lithium%20Ion%20Battery&technologyBroadCategory%5B%5D=Compressed%20Air%20Energy%20Storage&ratedPower%5Bmin%5D=&ratedPower%5Bmax%5D=&duration%5Bmin%5D=&duration%5Bmax%5D=&owner=&energyStorageTechnologyProvider=&powerElectronicsProvider=&oMContractor=&developer=&integratorCompany=&isoRto=&state=&country=Greece&state=
Germany |  | Blautal | Announced | Mechanical | PHS | Mechanical PHS | 60 |  |  |  |  | Stadtwerke Ulm (SWU) | https://www.energystorageexchange.org/projects?q=&title=&technologyBroadCategory%5B%5D=Electro-chemical&technologyBroadCategory%5B%5D=Pumped%20Hydro%20Storage&technologyBroadCategory%5B%5D=Thermal%20Storage&technologyBroadCategory%5B%5D=Liquid%20Air%20Energy%20Storage&technologyBroadCategory%5B%5D=Hydrogen%20Storage&technologyBroadCategory%5B%5D=Lithium%20Ion%20Battery&technologyBroadCategory%5B%5D=Compressed%20Air%20Energy%20Storage&ratedPower%5Bmin%5D=&ratedPower%5Bmax%5D=&duration%5Bmin%5D=&duration%5Bmax%5D=&owner=&energyStorageTechnologyProvider=&powerElectronicsProvider=&oMContractor=&developer=&integratorCompany=&isoRto=&state=&country=Greece&state=
Germany | Hohenwarte | Hohenwarte-1 | Operational | Mechanical | PHS | Mechanical PHS | 59.8 | 504 |  |  | 1959 | Vattenfall | http://www.rae.gr/site/system/docs/ape_files/ape_registry/2019/0519.csp?viewMode=normal
Germany | Cottbus | Cottbus | Announced | Electrochemical | Li-ion | Electrochemical Li-ion | 50 |  |  |  | 2020 | Leag | http://www.rae.gr/site/system/docs/ape_files/ape_registry/2019/0519.csp?viewMode=normal
Germany | Brunsbüttel | HySynGas | Announced | Chemical | P2G | Chemical P2G | 50 |  |  |  |  | ARGE Netz, MAN Energy Solutions, Vattenfall | http://www.rae.gr/site/system/docs/ape_files/ape_registry/2019/0519.csp?viewMode=normal
Germany | Vagen | Leitzachwerk II (Vagen 2) | Operational | Mechanical | PHS | Mechanical PHS | 49.2 | 553 |  |  | 1060 | Stadtwerke München | http://www.rae.gr/site/system/docs/ape_files/ape_registry/2019/0519.csp?viewMode=normal
Germany | Jardelund | Jardelund | Operational | Electrochemical | Li-ion | Electrochemical Li-ion | 48 |  |  |  |  | Eneco, Mitsubishi
Germany | Vagen | Vagen 1 | Operational | Mechanical | PHS | Mechanical PHS | 48 |  |  |  | 1983 | Stadtwerke München GmbH | http://www.rae.gr/site/system/docs/ape_files/ape_registry/2019/0519.csp?viewMode=normal
Germany | Forbach | Rudolf-Fettweis-2 | Operational | Mechanical | PHS | Mechanical PHS | 44 | 198 |  |  | 1926 | EnBW | http://www.rae.gr/site/system/docs/ape_files/ape_registry/2019/0519.csp?viewMode=normal
Germany | Vagen | Vagen 2 | Operational | Mechanical | PHS | Mechanical PHS | 44 |  |  |  | 1960 | Stadtwerke München GmbH | http://www.rae.gr/site/system/docs/ape_files/ape_registry/2019/0519.csp?viewMode=normal
Germany | Niederwartha | Niederwartha Pumped Storage Power Station | Standby | Mechanical | PHS | Mechanical PHS | 40 |  |  |  |  | Vattenfall | http://www.rae.gr/site/system/docs/ape_files/ape_registry/2019/0519.csp?viewMode=normal
Germany | Tännesberg | Tanzmühle Pumped Storage Power Plant | Operational | Mechanical | PHS | Mechanical PHS | 35 |  |  |  | 1959 | GDF Suez | http://www.rae.gr/site/system/docs/ape_files/ape_registry/2019/0519.csp?viewMode=normal
Germany | Magdeburg | 30 MW SK Innovation BESS | Announced | Electrochemical | Li-ion | Electrochemical Li-ion | 30 |  |  |  |  | SK Innovation, Saxony-Anhalt | http://www.rae.gr/site/system/docs/ape_files/ape_registry/2019/0519.csp?viewMode=normal
Germany | München | München Sungrow | Announced | Electrochemical | Li-ion | Electrochemical Li-ion | 30 | 30 |  |  |  | Sungrow | https://www.energystorageexchange.org/projects?q=&title=&technologyBroadCategory%5B%5D=Electro-chemical&technologyBroadCategory%5B%5D=Pumped%20Hydro%20Storage&technologyBroadCategory%5B%5D=Thermal%20Storage&technologyBroadCategory%5B%5D=Liquid%20Air%20Energy%20Storage&technologyBroadCategory%5B%5D=Hydrogen%20Storage&technologyBroadCategory%5B%5D=Lithium%20Ion%20Battery&technologyBroadCategory%5B%5D=Compressed%20Air%20Energy%20Storage&ratedPower%5Bmin%5D=&ratedPower%5Bmax%5D=&duration%5Bmin%5D=&duration%5Bmax%5D=&owner=&energyStorageTechnologyProvider=&powerElectronicsProvider=&oMContractor=&developer=&integratorCompany=&isoRto=&state=&country=Hungary&state=
Germany | Trausnitz | Pfreimd I | Operational | Mechanical | PHS | Mechanical PHS | 28 |  |  |  | 1958 | ENGIE | https://www.pv-magazine.com/2018/08/23/wartsila-completes-its-first-european-energy-storage-project/
Germany | Trausnitz | Tanzmühle | Operational | Mechanical | PHS | Mechanical PHS | 28 | 404 |  |  | 1955 | ENGIE | https://www.energystorageexchange.org/projects?q=&title=&technologyBroadCategory%5B%5D=Electro-chemical&technologyBroadCategory%5B%5D=Pumped%20Hydro%20Storage&technologyBroadCategory%5B%5D=Thermal%20Storage&technologyBroadCategory%5B%5D=Liquid%20Air%20Energy%20Storage&technologyBroadCategory%5B%5D=Hydrogen%20Storage&technologyBroadCategory%5B%5D=Lithium%20Ion%20Battery&technologyBroadCategory%5B%5D=Compressed%20Air%20Energy%20Storage&ratedPower%5Bmin%5D=&ratedPower%5Bmax%5D=&duration%5Bmin%5D=&duration%5Bmax%5D=&owner=&energyStorageTechnologyProvider=&powerElectronicsProvider=&oMContractor=&developer=&integratorCompany=&isoRto=&state=&country=Ireland&state=
Germany | Cremzow | Cremzow | Operational | Electrochemical | Li-ion | Electrochemical Li-ion | 22 | 31.6 |  |  | 2019-05-20 | Enel/Leclanche | https://www.energystorageexchange.org/projects?q=&title=&technologyBroadCategory%5B%5D=Electro-chemical&technologyBroadCategory%5B%5D=Pumped%20Hydro%20Storage&technologyBroadCategory%5B%5D=Thermal%20Storage&technologyBroadCategory%5B%5D=Liquid%20Air%20Energy%20Storage&technologyBroadCategory%5B%5D=Hydrogen%20Storage&technologyBroadCategory%5B%5D=Lithium%20Ion%20Battery&technologyBroadCategory%5B%5D=Compressed%20Air%20Energy%20Storage&ratedPower%5Bmin%5D=&ratedPower%5Bmax%5D=&duration%5Bmin%5D=&duration%5Bmax%5D=&owner=&energyStorageTechnologyProvider=&powerElectronicsProvider=&oMContractor=&developer=&integratorCompany=&isoRto=&state=&country=Ireland&state=
Germany |  | AEG Battery Storage Project | Operational | Electrochemical | Unknown | Electrochemical Unknown | 20 |  |  |  | 2017 | SWB | Power Plant Tracker
Germany | Werdohl - Elverlingsen | Werdohl - Elverlingsen (Coulomb Storage Project) | Operational | Electrochemical | Unknown | Electrochemical Unknown | 17 |  |  |  | 2017 | Mark-E | Power Plant Tracker
Germany | Sulzberg-Graben | Speicherkraftwerk | Operational | Undefined | Undefined | Undefined Undefined | 16 |  |  |  |  | Allgäuer Überlandwerk GmbH | Power Plant Tracker
Germany | Bexbach | Bexbach | Operational | Electrochemical | Li-ion | Electrochemical Li-ion | 15 |  |  |  |  | STEAG | Power Plant Tracker
Germany | Bremen | Bremen | Operational | Electrochemical | Li-ion | Electrochemical Li-ion | 15 |  |  |  |  | Leclanché/SWB | https://www.energystorageexchange.org/projects?q=&title=&technologyBroadCategory%5B%5D=Electro-chemical&technologyBroadCategory%5B%5D=Pumped%20Hydro%20Storage&technologyBroadCategory%5B%5D=Thermal%20Storage&technologyBroadCategory%5B%5D=Liquid%20Air%20Energy%20Storage&technologyBroadCategory%5B%5D=Hydrogen%20Storage&technologyBroadCategory%5B%5D=Lithium%20Ion%20Battery&technologyBroadCategory%5B%5D=Compressed%20Air%20Energy%20Storage&ratedPower%5Bmin%5D=&ratedPower%5Bmax%5D=&duration%5Bmin%5D=&duration%5Bmax%5D=&owner=&energyStorageTechnologyProvider=&powerElectronicsProvider=&oMContractor=&developer=&integratorCompany=&isoRto=&state=&country=Ireland&state=
Germany | Hannover | Hannover | Operational | Electrochemical | Li-ion | Electrochemical Li-ion | 15 |  |  |  |  | Enercity, Daimle
Germany | Herne | Herne | Operational | Electrochemical | Li-ion | Electrochemical Li-ion | 15 |  |  |  |  | STEAG
Germany | Lünen | Lünen | Operational | Electrochemical | Li-ion | Electrochemical Li-ion | 15 |  |  |  |  | STEAG
Germany | Völklingen-Fenne | Völklingen-Fenne | Operational | Electrochemical | Li-ion | Electrochemical Li-ion | 15 |  |  |  |  | STEAG
Germany | Walsum | Walsum | Operational | Electrochemical | Li-ion | Electrochemical Li-ion | 15 |  |  |  |  | STEAG
Germany | Weiter | Weiter | Operational | Electrochemical | Li-ion | Electrochemical Li-ion | 15 |  |  |  |  | STEAG
Germany | Schwerin | WEMAG Schwerin Battery Park - Younicos | Operational | Electrochemical | Li-ion | Electrochemical Li-ion | 15 | 15 |  |  | 2014 | WEMAG AG
Germany | Lünen | Lünen | Operational | Electrochemical | Li-ion | Electrochemical Li-ion | 13 | 13 |  |  | 2016 | Coulomb/Daimler et al.
Germany | Tanzmühle | Tanzmühle battery Storage | Under construction | Electrochemical | Unknown | Electrochemical Unknown | 13 |  |  |  | 2019 | ENGIE
Germany | Pfreimd | Pfreimd | Operational | Electrochemical | Li-ion | Electrochemical Li-ion | 12.5 |  |  |  |  | ENGIE
Germany | Leipzig | Speicherfarm Leipzig | Operational | Undefined | Undefined | Undefined Undefined | 12.5 |  |  |  |  | BMW
Germany | Schwerin | Schwerin | Operational | Electrochemical | Li-ion | Electrochemical Li-ion | 12.5 |  |  |  |  | WEMAG
Germany | Heilbronn | Heilbronn battery | Operational | Electrochemical | Unknown | Electrochemical Unknown | 12.5 |  |  |  | 2014 | Batteriespeicher Schwerin
Germany | Varel | Varel | Operational | Electrochemical | Li-ion NaS | Electrochemical Li-ion NaS | 11.5 |  |  |  |  | EWE
Germany | Bordersholm | Bordersholm | Operational | Electrochemical | Li-ion | Electrochemical Li-ion | 10 | 15 |  |  |  | VBB, RES
Germany | Chemnitz | Chemnitz | Operational | Electrochemical | Li-ion | Electrochemical Li-ion | 10 |  |  |  |  | Eins
Germany | Feldheim | Feldheim | Operational | Electrochemical | Li-ion | Electrochemical Li-ion | 10 |  |  |  |  | Energiequelle
Germany | Langenreichbach | Langenreichbach | Operational | Electrochemical | Li-ion | Electrochemical Li-ion | 10 |  |  |  |  | Mitnetz, Upside
Germany |  | VBB Battery Storage Project | Under construction | Electrochemical | Unknown | Electrochemical Unknown | 10 |  |  |  | 2019
Germany | Ludwigshafen | Ludwigshafen | Operational | Electrochemical | Li-ion | Electrochemical Li-ion | 9 |  |  |  |  | TWL
Germany | Berlin | Berliner Kraft- und Licht BEWAG Battery | De-Commissioned | Electro-chemical and chemical storage | Lead-acid | Electro-chemical and chemical storage Lead-acid | 8.5 | 14.195 |  |  | 1987-1995 | BEWAG
Germany | Hochsauerlandkreis | Sorpesee Pumped Storage Power Plant | Operational | Mechanical | PHS | Mechanical PHS | 7.42 |  |  |  |  | Ruhrverband
Germany | Herdecke | Herdecke | Operational | Electrochemical | Li-ion | Electrochemical Li-ion | 6 |  |  |  |  | RWE
Germany | Wundesiedel | Wundesiedel | Operational | Electrochemical | Li-ion | Electrochemical Li-ion | 6 |  |  |  |  | SV Wunsiedel
Germany | Werlte | Audi e-gas Project | Operational | Electrochemical | Hydrogen | Electrochemical Hydrogen | 6 |  |  |  | 2013 | Audi AG
Germany | Mainz | Energiepark Mainz | Operational | Electrochemical | Hydrogen | Electrochemical Hydrogen | 6 | 25.98 |  |  | 2015 | Stadtwerke Mainz AG, Linde AG
Germany | Aachen | Aachen | Operational | Electrochemical | Unknown | Electrochemical Unknown | 5 |  |  |  |  | RWTH Aachen | see "Behind the meter Data"
Germany | Heilbronn | Heilbronn | Operational | Electrochemical | Li-ion | Electrochemical Li-ion | 5 |  |  |  |  | EnBW/Bosch
Germany | Leipzig | Leipzig | Operational | Electrochemical | Li-ion | Electrochemical Li-ion | 5 |  |  |  |  | BMW
Germany | Neuhardenberg | Neuhardenberg | Operational | Electrochemical | Li-ion | Electrochemical Li-ion | 5 |  |  |  |  | Upside/Pfenning
Germany | Aachen | M5BAT (Modular Multi-Megawatt Multi-Technology Medium-Voltage Battery Storage) | De-Commissioned | Electrochemical | Lead-acid | Electrochemical Lead-acid | 5 | 5 | Secondary Distribution |  | 2016-2017 | RWTH Aachen
Germany |  | Daimler Battery | Operational | Electrochemical | Unknown | Electrochemical Unknown | 5 |  |  |  | 2016 | Daimler AG
Germany | Deggendorf-Mietraching | Ruselkraftwerke Power Plant | Operational | Mechanical | PHS | Mechanical PHS | 3.5 |  |  |  | 1973 | Rusel Mbh
Germany | Dörverden | Dörverden | Operational | Electrochemical | Li-ion | Electrochemical Li-ion | 3 |  |  |  |  | Statkraft/ads-tec
Germany | Aub | Aub | Operational | Electrochemical | Li-ion | Electrochemical Li-ion | 2.5 |  |  |  |  | Pfenning
Germany | Bautzen | Bautzen | Operational | Electrochemical | Li-ion | Electrochemical Li-ion | 2.5 |  |  |  |  | Pfenning
Germany | Braderup | Braderup | Operational | Electrochemical | Li-ion | Electrochemical Li-ion | 2.3 | 2 |  |  | 2014-07-01 | Energiespeicher Nord
Germany | Braderup | Bosch Braderup ES Facility: Li-Ion Battery | Operational | Electro-chemical and chemical storage |  | Electro-chemical and chemical storage | 2 | 2
Germany | Dresden | Dresden | Operational | Electrochemical | Li-ion | Electrochemical Li-ion | 2 |  |  |  |  | Drewag
Germany | Hamburg | Hamburg | Operational | Electrochemical | Li-ion | Electrochemical Li-ion | 2 |  |  |  |  | Vattenfall
Germany | Pfinztal | Pfinztal | Operational | Electrochemical | Li-ion | Electrochemical Li-ion | 2 | 20 |  |  | 2017 | Fraunhofer ICT
Germany | Alt dabër | Alt dabër | Operational | Electrochemical | Lead-acid | Electrochemical Lead-acid | 1.6 | 1 |  |  |  | Upside/Vattenfall/BELECTRIC GmbH
Germany | Jülich | Jülich Solar Tower | Operational | Thermal | Undefined | Thermal Undefined | 1.5 | 2.25 |  |  | 2008-12-31 | DLR
Germany | Brilon | Brilon | Operational | Electrochemical | Li-ion | Electrochemical Li-ion | 1.5 |  |  |  |  | RWE
Germany | Hamburg-Altenwerder | Hamburg-Altenwerder | Synchronized | Thermal | PCM | Thermal PCM | 1.4 | 130 |  |  | 2020-12-31 | Siemens Gamesa
Germany | Hamburg-Altenwerder | Hamburg-Altenwerder | Synchronized | Thermal | PCM | Thermal PCM | 1.4 | 130 |  |  | 2020-12-31 | Siemens Gamesa
Germany | Garching | Garching | Operational | Electrochemical | Li-ion | Electrochemical Li-ion | 1.4 |  |  |  |  | Smart Power
Germany | Schwäbisch Hall | Schwäbisch Hall | Operational | Electrochemical | Li-ion | Electrochemical Li-ion | 1.4 |  |  |  |  | SW Schwäbisch Hall
Germany | Nuremberg | Caterva SWARM | Operational | Electrochemical | Li-ion | Electrochemical Li-ion | 1.3 | 1.73 |  |  | 2015 | Caterva
Germany | Einsiedel | Kirchentellinsfurt Hydroelectric Power Plant | Operational | Mechanical | PHS | Mechanical PHS | 1.3 |  |  |  |  | Stadtwerke Reutlingen
Germany | München | München | Operational | Electrochemical | Li-ion | Electrochemical Li-ion | 1.2 |  |  |  |  | Smart Power | https://www.energylivenews.com/2020/01/09/statkraft-charges-ahead-with-11mw-battery-storage-unit-in-ireland/
Germany | Bad hindelang | Bad hindelang | Operational | Electrochemical | Li-ion | Electrochemical Li-ion | 1 |  |  |  |  | ads-tec | https://www.energystorageexchange.org/projects?q=&title=&ratedPower%5Bmin%5D=&ratedPower%5Bmax%5D=&duration%5Bmin%5D=&duration%5Bmax%5D=&owner=&energyStorageTechnologyProvider=&powerElectronicsProvider=&oMContractor=&developer=&integratorCompany=&isoRto=&state=&country=Italy&state=
Germany | Berlin | Berlin | Operational | Electrochemical | Li-ion NaS | Electrochemical Li-ion NaS | 1 |  |  |  |  | Vattenfall, Younicos | https://www.energystorageexchange.org/projects?q=&title=&ratedPower%5Bmin%5D=&ratedPower%5Bmax%5D=&duration%5Bmin%5D=&duration%5Bmax%5D=&owner=&energyStorageTechnologyProvider=&powerElectronicsProvider=&oMContractor=&developer=&integratorCompany=&isoRto=&state=&country=Italy&state=
Germany | Magdeburg | Magdeburg | Operational | Electrochemical | Li-ion | Electrochemical Li-ion | 1 |  |  |  |  | Frauenhofer IFF | https://www.energystorageexchange.org/projects?q=&title=&ratedPower%5Bmin%5D=&ratedPower%5Bmax%5D=&duration%5Bmin%5D=&duration%5Bmax%5D=&owner=&energyStorageTechnologyProvider=&powerElectronicsProvider=&oMContractor=&developer=&integratorCompany=&isoRto=&state=&country=Italy&state=
Germany | Nuremberg | Nuremberg | Operational | Electrochemical | Li-ion | Electrochemical Li-ion | 1 |  |  |  |  | Caterva | https://www.energystorageexchange.org/projects?q=&title=&ratedPower%5Bmin%5D=&ratedPower%5Bmax%5D=&duration%5Bmin%5D=&duration%5Bmax%5D=&owner=&energyStorageTechnologyProvider=&powerElectronicsProvider=&oMContractor=&developer=&integratorCompany=&isoRto=&state=&country=Italy&state=
Germany | Völklingen | Völklingen | Operational | Electrochemical | Li-ion | Electrochemical Li-ion | 1 | 0.7 |  |  | 2014 | STEAG | https://www.energystorageexchange.org/projects?q=&title=&ratedPower%5Bmin%5D=&ratedPower%5Bmax%5D=&duration%5Bmin%5D=&duration%5Bmax%5D=&owner=&energyStorageTechnologyProvider=&powerElectronicsProvider=&oMContractor=&developer=&integratorCompany=&isoRto=&state=&country=Italy&state=
Germany | Falkenhagen | E.ON "Power to Gas" Pilot Plant Falkenhagen | Operational | Electrochemical | Hydrogen | Electrochemical Hydrogen | 1 |  |  |  | 2013 | EON | https://www.energystorageexchange.org/projects?q=&title=&ratedPower%5Bmin%5D=&ratedPower%5Bmax%5D=&duration%5Bmin%5D=&duration%5Bmax%5D=&owner=&energyStorageTechnologyProvider=&powerElectronicsProvider=&oMContractor=&developer=&integratorCompany=&isoRto=&state=&country=Italy&state=
Germany | Grapzow | Grapzow 140 MW Wind Park with 1 MW Power to Gas System | Operational | Electrochemical | Hydrogen | Electrochemical Hydrogen | 1 | 27 |  |  | 2013 | UNK | https://www.energystorageexchange.org/projects?q=&title=&ratedPower%5Bmin%5D=&ratedPower%5Bmax%5D=&duration%5Bmin%5D=&duration%5Bmax%5D=&owner=&energyStorageTechnologyProvider=&powerElectronicsProvider=&oMContractor=&developer=&integratorCompany=&isoRto=&state=&country=Italy&state=
Germany | Emden | Enercon Wind Turbine NaS BESS | Operational | Electrochemical |  | Electrochemical | 0.8 | [5 empty] | https://www.energystorageexchange.org/projects?q=&title=&ratedPower%5Bmin%5D=&ratedPower%5Bmax%5D=&duration%5Bmin%5D=&duration%5Bmax%5D=&owner=&energyStorageTechnologyProvider=&powerElectronicsProvider=&oMContractor=&developer=&integratorCompany=&isoRto=&state=&country=Italy&state=
Germany |  | Power to Gas Plant in Reitbrook | Contracted | Electrochemical |  | Electrochemical | 0.8 | [5 empty] | https://www.energystorageexchange.org/projects?q=&title=&ratedPower%5Bmin%5D=&ratedPower%5Bmax%5D=&duration%5Bmin%5D=&duration%5Bmax%5D=&owner=&energyStorageTechnologyProvider=&powerElectronicsProvider=&oMContractor=&developer=&integratorCompany=&isoRto=&state=&country=Italy&state=
Germany | Pellworm | Pellworm | Operational | Electrochemical | Unknown | Electrochemical Unknown | 0.76 |  |  |  |  | E.ON & SH Netz AG | https://www.energystorageexchange.org/projects?q=&title=&ratedPower%5Bmin%5D=&ratedPower%5Bmax%5D=&duration%5Bmin%5D=&duration%5Bmax%5D=&owner=&energyStorageTechnologyProvider=&powerElectronicsProvider=&oMContractor=&developer=&integratorCompany=&isoRto=&state=&country=Italy&state=
Germany |  | SmartRegion Pellworm (Lithium-Ion) | Operational | Electrochemical |  | Electrochemical | 0.56 | [5 empty] | https://www.energystorageexchange.org/projects?q=&title=&ratedPower%5Bmin%5D=&ratedPower%5Bmax%5D=&duration%5Bmin%5D=&duration%5Bmax%5D=&owner=&energyStorageTechnologyProvider=&powerElectronicsProvider=&oMContractor=&developer=&integratorCompany=&isoRto=&state=&country=Italy&state=
Germany |  | Juelich DuraStor - 420 kW Fkywheel | Operational | Mechanical |  | Mechanical | 0.42 | [5 empty] | https://www.energystorageexchange.org/projects?q=&title=&ratedPower%5Bmin%5D=&ratedPower%5Bmax%5D=&duration%5Bmin%5D=&duration%5Bmax%5D=&owner=&energyStorageTechnologyProvider=&powerElectronicsProvider=&oMContractor=&developer=&integratorCompany=&isoRto=&state=&country=Italy&state=
Germany |  | EnBW Stuttgart Hydrogen Testing Facility | Operational | Electrochemical |  | Electrochemical | 0.4 | [5 empty] | https://www.energystorageexchange.org/projects?q=&title=&ratedPower%5Bmin%5D=&ratedPower%5Bmax%5D=&duration%5Bmin%5D=&duration%5Bmax%5D=&owner=&energyStorageTechnologyProvider=&powerElectronicsProvider=&oMContractor=&developer=&integratorCompany=&isoRto=&state=&country=Italy&state=
Germany |  | Bosch Braderup ES Facility: Flow Battery - Energiespeicher Nord GmbH & Co KG | Operational | Electrochemical |  | Electrochemical | 0.325 | [5 empty] | https://www.energystorageexchange.org/projects?q=&title=&ratedPower%5Bmin%5D=&ratedPower%5Bmax%5D=&duration%5Bmin%5D=&duration%5Bmax%5D=&owner=&energyStorageTechnologyProvider=&powerElectronicsProvider=&oMContractor=&developer=&integratorCompany=&isoRto=&state=&country=Italy&state=
Germany |  | Thüga-Demonstrationsprojekt Strom zu Gas - ITM Power plc | Operational | Electrochemical |  | Electrochemical | 0.32 | [5 empty] | https://www.energystorageexchange.org/projects?q=&title=&ratedPower%5Bmin%5D=&ratedPower%5Bmax%5D=&duration%5Bmin%5D=&duration%5Bmax%5D=&owner=&energyStorageTechnologyProvider=&powerElectronicsProvider=&oMContractor=&developer=&integratorCompany=&isoRto=&state=&country=Italy&state=
Germany |  | DMG Gildemeister CellCube Industrial Smart Grid | Operational | Electro-chemical and chemical storage |  | Electro-chemical and chemical storage | 0.26 | [5 empty] | https://www.energystorageexchange.org/projects?q=&title=&ratedPower%5Bmin%5D=&ratedPower%5Bmax%5D=&duration%5Bmin%5D=&duration%5Bmax%5D=&owner=&energyStorageTechnologyProvider=&powerElectronicsProvider=&oMContractor=&developer=&integratorCompany=&isoRto=&state=&country=Italy&state=
Germany |  | 250 kW / 1 MWh ElChe Wettringen | Operational | Electrochemical |  | Electrochemical | 0.25 | [5 empty] | https://www.energystorageexchange.org/projects?q=&title=&ratedPower%5Bmin%5D=&ratedPower%5Bmax%5D=&duration%5Bmin%5D=&duration%5Bmax%5D=&owner=&energyStorageTechnologyProvider=&powerElectronicsProvider=&oMContractor=&developer=&integratorCompany=&isoRto=&state=&country=Italy&state=
Germany |  | Battery Energy Storage System (BESS) - DC-Linked System | Operational | Electrochemical |  | Electrochemical | 0.25 | [5 empty] | https://www.energystorageexchange.org/projects?q=&title=&ratedPower%5Bmin%5D=&ratedPower%5Bmax%5D=&duration%5Bmin%5D=&duration%5Bmax%5D=&owner=&energyStorageTechnologyProvider=&powerElectronicsProvider=&oMContractor=&developer=&integratorCompany=&isoRto=&state=&country=Italy&state=
Germany |  | EEBatt - Energy Neighbor Pilot Project | Operational | Electrochemical |  | Electrochemical | 0.249 | [5 empty] | https://www.energystorageexchange.org/projects?q=&title=&ratedPower%5Bmin%5D=&ratedPower%5Bmax%5D=&duration%5Bmin%5D=&duration%5Bmax%5D=&owner=&energyStorageTechnologyProvider=&powerElectronicsProvider=&oMContractor=&developer=&integratorCompany=&isoRto=&state=&country=Italy&state=
Germany |  | SmartPowerFlow Project - Gildemeister | De-Commissioned | Electrochemical |  | Electrochemical | 0.2 | [5 empty] | https://www.energystorageexchange.org/projects?q=&title=&ratedPower%5Bmin%5D=&ratedPower%5Bmax%5D=&duration%5Bmin%5D=&duration%5Bmax%5D=&owner=&energyStorageTechnologyProvider=&powerElectronicsProvider=&oMContractor=&developer=&integratorCompany=&isoRto=&state=&country=Italy&state=
Germany |  | SmartRegion Pellworm (Vanadium Redox Flow) | Operational | Electrochemical |  | Electrochemical | 0.2 | [5 empty] | https://www.energystorageexchange.org/projects?q=&title=&ratedPower%5Bmin%5D=&ratedPower%5Bmax%5D=&duration%5Bmin%5D=&duration%5Bmax%5D=&owner=&energyStorageTechnologyProvider=&powerElectronicsProvider=&oMContractor=&developer=&integratorCompany=&isoRto=&state=&country=Italy&state=
Germany |  | VRB ESS Green Vision | Contracted | Electrochemical |  | Electrochemical | 0.2 | [5 empty] | https://www.energystorageexchange.org/projects?q=&title=&ratedPower%5Bmin%5D=&ratedPower%5Bmax%5D=&duration%5Bmin%5D=&duration%5Bmax%5D=&owner=&energyStorageTechnologyProvider=&powerElectronicsProvider=&oMContractor=&developer=&integratorCompany=&isoRto=&state=&country=Italy&state=
Germany |  | VRB High Performance Vanadium Redox Flow | Under Construction | Electrochemical |  | Electrochemical | 0.2 | [5 empty] | https://www.energystorageexchange.org/projects?q=&title=&ratedPower%5Bmin%5D=&ratedPower%5Bmax%5D=&duration%5Bmin%5D=&duration%5Bmax%5D=&owner=&energyStorageTechnologyProvider=&powerElectronicsProvider=&oMContractor=&developer=&integratorCompany=&isoRto=&state=&country=Italy&state=
Germany |  | Younicos and Vattenfall Project: Lithium Ion | Operational | Electrochemical |  | Electrochemical | 0.2 | [5 empty] | https://solarpaces.nrel.gov/by-country/IT
Germany |  | iZEUS – Intelligent Zero Emission Urban System | De-Commissioned | Electrochemical |  | Electrochemical | 0.15 | [5 empty] | https://www.energystorageexchange.org/projects?q=&title=&ratedPower%5Bmin%5D=&ratedPower%5Bmax%5D=&duration%5Bmin%5D=&duration%5Bmax%5D=&owner=&energyStorageTechnologyProvider=&powerElectronicsProvider=&oMContractor=&developer=&integratorCompany=&isoRto=&state=&country=Italy&state=
Germany |  | Qinous Demonstrator Site - Lithium-Ion | Operational | Electrochemical |  | Electrochemical | 0.1 | [5 empty] | https://www.energystorageexchange.org/projects?q=&title=&ratedPower%5Bmin%5D=&ratedPower%5Bmax%5D=&duration%5Bmin%5D=&duration%5Bmax%5D=&owner=&energyStorageTechnologyProvider=&powerElectronicsProvider=&oMContractor=&developer=&integratorCompany=&isoRto=&state=&country=Italy&state=
Germany |  | Smart Operator | Operational | Electrochemical |  | Electrochemical | 0.075 | [5 empty] | https://www.energystorageexchange.org/projects?q=&title=&ratedPower%5Bmin%5D=&ratedPower%5Bmax%5D=&duration%5Bmin%5D=&duration%5Bmax%5D=&owner=&energyStorageTechnologyProvider=&powerElectronicsProvider=&oMContractor=&developer=&integratorCompany=&isoRto=&state=&country=Italy&state=
Germany |  | Smart Operator Kisselbach Pb | Operational | Electrochemical |  | Electrochemical | 0.075 | [5 empty] | https://www.energystorageexchange.org/projects?q=&title=&ratedPower%5Bmin%5D=&ratedPower%5Bmax%5D=&duration%5Bmin%5D=&duration%5Bmax%5D=&owner=&energyStorageTechnologyProvider=&powerElectronicsProvider=&oMContractor=&developer=&integratorCompany=&isoRto=&state=&country=Italy&state=
Germany |  | HIU PV-Battery System | Operational | Electro-chemical and chemical storage |  | Electro-chemical and chemical storage | 0.06 | [5 empty] | Power Plant Tracker
Germany |  | Customer Project | Operational | Electrochemical |  | Electrochemical | 0.055 | [5 empty] | Power Plant Tracker
Germany |  | Fast-Charging e-Bus Münster | Operational | Electrochemical |  | Electrochemical | 0.055 | [5 empty] | Power Plant Tracker
Germany |  | Süwag - Bosch Community ESS | Operational | Electrochemical |  | Electrochemical | 0.05 | [5 empty] | Power Plant Tracker
Germany |  | Battery Energy Storage System (BESS) - AC-Linked System | Operational | Electrochemical |  | Electrochemical | 0.03 | [5 empty] | Power Plant Tracker
Germany |  | Cellcube-Willibald-Gluck High School | Operational | Electrochemical |  | Electrochemical | 0.03 | [5 empty] | Power Plant Tracker
Germany |  | Netlab2 Sonderbuch | Operational | Electrochemical |  | Electrochemical | 0.03 | [5 empty] | Power Plant Tracker
Germany |  | Smart Operator Wincheringen LiOn | Operational | Electrochemical |  | Electrochemical | 0.03 | [5 empty] | Power Plant Tracker
Germany |  | Intelligentes Netz Energie Speicher System (INESS) | Operational | Electrochemical |  | Electrochemical | 0.027 | [5 empty] | https://www.energystorageexchange.org/projects?q=&title=&technologyBroadCategory%5B%5D=Electro-chemical&technologyBroadCategory%5B%5D=Pumped%20Hydro%20Storage&technologyBroadCategory%5B%5D=Thermal%20Storage&technologyBroadCategory%5B%5D=Liquid%20Air%20Energy%20Storage&technologyBroadCategory%5B%5D=Hydrogen%20Storage&technologyBroadCategory%5B%5D=Lithium%20Ion%20Battery&technologyBroadCategory%5B%5D=Compressed%20Air%20Energy%20Storage&ratedPower%5Bmin%5D=&ratedPower%5Bmax%5D=&duration%5Bmin%5D=&duration%5Bmax%5D=&owner=&energyStorageTechnologyProvider=&powerElectronicsProvider=&oMContractor=&developer=&integratorCompany=&isoRto=&state=&country=Netherlands&state=
Germany |  | Qinous Demonstrator Site - Aquion | Operational | Electrochemical |  | Electrochemical | 0.02 | [5 empty] | https://www.pv-magazine.com/2019/06/21/wartsila-doubles-renewable-energy-penetration-by-adding-storage-in-holiday-paradise/
Germany |  | Smart Operator Wincheringen Pb | Operational | Electrochemical |  | Electrochemical | 0.015 | [5 empty] | https://www.energystorageexchange.org/projects?q=&title=&technologyBroadCategory%5B%5D=Electro-chemical&technologyBroadCategory%5B%5D=Pumped%20Hydro%20Storage&technologyBroadCategory%5B%5D=Thermal%20Storage&technologyBroadCategory%5B%5D=Liquid%20Air%20Energy%20Storage&technologyBroadCategory%5B%5D=Hydrogen%20Storage&technologyBroadCategory%5B%5D=Lithium%20Ion%20Battery&technologyBroadCategory%5B%5D=Compressed%20Air%20Energy%20Storage&ratedPower%5Bmin%5D=&ratedPower%5Bmax%5D=&duration%5Bmin%5D=&duration%5Bmax%5D=&owner=&energyStorageTechnologyProvider=&powerElectronicsProvider=&oMContractor=&developer=&integratorCompany=&isoRto=&state=&country=Netherlands&state=
Germany |  | 10 kW / 100 kWh Haak Fruitfarm Gildemeister CellCube | Operational | Electrochemical |  | Electrochemical | 0.01 | [5 empty] | https://tyndp.entsoe.eu/tyndp2018/projects/storage_projects/1013
Germany |  | RedT-Germany-10KW | Announced | Electrochemical |  | Electrochemical | 0.01 | [5 empty] | https://www.energystorageexchange.org/projects?q=&title=&technologyBroadCategory%5B%5D=Electro-chemical&technologyBroadCategory%5B%5D=Pumped%20Hydro%20Storage&technologyBroadCategory%5B%5D=Thermal%20Storage&technologyBroadCategory%5B%5D=Liquid%20Air%20Energy%20Storage&technologyBroadCategory%5B%5D=Hydrogen%20Storage&technologyBroadCategory%5B%5D=Lithium%20Ion%20Battery&technologyBroadCategory%5B%5D=Compressed%20Air%20Energy%20Storage&ratedPower%5Bmin%5D=&ratedPower%5Bmax%5D=&duration%5Bmin%5D=&duration%5Bmax%5D=&owner=&energyStorageTechnologyProvider=&powerElectronicsProvider=&oMContractor=&developer=&integratorCompany=&isoRto=&state=&country=Netherlands&state=
Germany |  | Web2Energy Smart Grid Project | Operational | Electro-chemical and chemical storage |  | Electro-chemical and chemical storage | 0.005 | [5 empty] | https://alfen.com/en/projects/3mw-energy-storage-nuon
Germany |  | IHEM - Intelligent HomeEnergyManagement | Operational | Electro-chemical and chemical storage |  | Electro-chemical and chemical storage | 0.003 | [5 empty] | https://www.energystorageexchange.org/projects?q=&title=&technologyBroadCategory%5B%5D=Electro-chemical&technologyBroadCategory%5B%5D=Pumped%20Hydro%20Storage&technologyBroadCategory%5B%5D=Thermal%20Storage&technologyBroadCategory%5B%5D=Liquid%20Air%20Energy%20Storage&technologyBroadCategory%5B%5D=Hydrogen%20Storage&technologyBroadCategory%5B%5D=Lithium%20Ion%20Battery&technologyBroadCategory%5B%5D=Compressed%20Air%20Energy%20Storage&ratedPower%5Bmin%5D=&ratedPower%5Bmax%5D=&duration%5Bmin%5D=&duration%5Bmax%5D=&owner=&energyStorageTechnologyProvider=&powerElectronicsProvider=&oMContractor=&developer=&integratorCompany=&isoRto=&state=&country=Netherlands&state=
Germany |  | Borkum Island - Smart Grid Project - Netfficient | Operational | Electrochemical |  | Electrochemical | 0 | [5 empty] | https://www.eqmagpro.com/large-scale-battery-prevents-dutch-wind-farms-power-from-being-wasted/
Greece | Amfilochia | Agios Georgios HPP | Bidding process | Mechanical | PHS | Mechanical PHS | 460 |  |  |  | 2023 | Terna Energy | https://www.energystorageexchange.org/projects?q=&title=&technologyBroadCategory%5B%5D=Electro-chemical&technologyBroadCategory%5B%5D=Pumped%20Hydro%20Storage&technologyBroadCategory%5B%5D=Thermal%20Storage&technologyBroadCategory%5B%5D=Liquid%20Air%20Energy%20Storage&technologyBroadCategory%5B%5D=Hydrogen%20Storage&technologyBroadCategory%5B%5D=Lithium%20Ion%20Battery&technologyBroadCategory%5B%5D=Compressed%20Air%20Energy%20Storage&ratedPower%5Bmin%5D=&ratedPower%5Bmax%5D=&duration%5Bmin%5D=&duration%5Bmax%5D=&owner=&energyStorageTechnologyProvider=&powerElectronicsProvider=&oMContractor=&developer=&integratorCompany=&isoRto=&state=&country=Netherlands&state=
Greece | Thisavros Hydro Power Plant (Φράγμα Θησαυρού) | Paranesti | Operational | Mechanical | PHS | Mechanical PHS | 384 | 3820 |  |  |  | DEH | https://www.hydrogenics.com/2018/09/19/hydrogenics-to-supply-2-5mw-energy-storage-solution-for-haeolus-wind-to-hydrogen-project-in-norway/
Greece | Sfikia Pumped Hydro Power Station | Sfikia-Veria | Operational | Mechanical | PHS | Mechanical PHS | 315 | 1320 |  |  |  | DEH | Power Plant Tracker
Greece | Amfilochia | Pyrgos | Bidding process | Mechanical | PHS | Mechanical PHS | 220 |  |  |  | 2023 | Terna Energy | Power Plant Tracker
Greece | Crete island – Chania, Heraklion, Lasithi – Arkalochoriou, Viannou, Lefkis, Itanou, Sitias, Makri Yalou, Sivritou, Georgioupolis Municipality | Vitsilokoumi, Agios Charalampos, Pirgos, Vigla, Amygdalokefala, Romanati | Authorized | Mechanical | PHS | Mechanical PHS | 99 |  |  |  |  | Crete Renewables SA | Power Plant Tracker
Greece | Crete Island – Herakleion & Rethymna – Finika, Lampi, Malia Municipality | Koutroulia, Ano Limni, Kali Sikia, Lambini | Authorized | Mechanical | PHS | Mechanical PHS | 90.1 |  |  |  |  | Idroaioliki Aigaiou SA | Power Plant Tracker
Greece | Crete Island – Lasithis & Rethymna – Itanou, Lefkis, Sitia Municipality | Fro;ydia, Ligias, Plativolo Troula Halkias Korfi Potamon Dam | Authorized | Mechanical | PHS | Mechanical PHS | 81 |  |  |  |  | Terna Energy SA | Power Plant Tracker
Greece | Atherinolakos | MINOS | Announced | Thermal | Molten salts | Thermal Molten salts | 52 | 260 |  |  | 2020-12-31 | NUR Energie | Power Plant Tracker
Greece | Amari Pumped Hydro Hybrid Project | Rethymnon | Announced | Mechanical | PHS | Mechanical PHS | 50 |  |  |  |  | Terna Energy | Power Plant Tracker
Greece | Crete Island – Chania & Lasithi – Voukolion, Mousouron Siteia Municipality | Makrikambos, Drimias, Psarou Lagadi, Fonia Detis | Authorized | Mechanical | PHS | Mechanical PHS | 20.4 |  |  |  |  | ARIES AIOLOS Energy SA | Power Plant Tracker
Greece | Rhodes island – Atavirou, South Rhodes Municipality | Vouni, Xelorimi, Pelekanos, Mavro Bouno, Voukolies | Authorized | Mechanical | PHS | Mechanical PHS | 20.4 |  |  |  |  | Aioliki Energeiaki Lakonias SA | Power Plant Tracker
Greece | Crete Island – Lasithi – Sitias, Makri Yalou Municipality | Piskopiani | Authorized | Mechanical | PHS | Mechanical PHS | 19.55 |  |  |  |  | LEKKA AIOLOS SA | Power Plant Tracker
Greece | Lesvos island – Eressos Antissis Municipality | Vigla Plakes, Aetos, Eressos Dam | Authorized | Mechanical | PHS | Mechanical PHS | 18.4 |  |  |  |  | Aioliki Olympou Evoias SA | Norway Ministry
Greece | Crete Island – Herakleion – Krousonas Municipality | Voskero Voukolia | Authorized | Mechanical | PHS | Mechanical PHS | 18 |  |  |  |  | ENEL GREEN POWER HELLAS SA | Norway Ministry
Greece | Crete Island – Chania – Kantanou Municipality | Distrata | Authorized | Mechanical | PHS | Mechanical PHS | 16.15 |  |  |  |  | LEONTIO AIOLOS SA | Norway Ministry
Greece | Rhodes island – Lindion & South Rhodes Municipality | Xera Xila, Stavros, Sholiou Chorafi, Emnio | Authorized | Mechanical | PHS | Mechanical PHS | 16.15 |  |  |  |  | ARGOLIDA AIOLOS SA | Norway Ministry
Greece | Crete Island – Rethymna – Foinika, Nikiforou Foka, Lappaion Municipality | Kefala, Mavri, Krioneritis | Authorized | Mechanical | PHS | Mechanical PHS | 11.9 |  |  |  |  | RISIORI AIOLOS SA | Norway Ministry
Greece | Crete Island – Lasithi – Sitias, Makri Yalou Municipality | Monokara Kefales | Authorized | Mechanical | PHS | Mechanical PHS | 11.9 |  |  |  |  | Aioliki Theodoron SA | Norway Ministry
Greece | Rhodes island – Atavirou, Archangellou, Kameirou Municipality | Xoxlakonos, Palaiokastro, Thalassies | Authorized | Mechanical | PHS | Mechanical PHS | 11.9 |  |  |  |  | Aioliki Lira SA | Norway Ministry
Greece | Crete island – Chania – Innachoriou Municipality | Profitis Ilias | Authorized | Electrochemical | Undefined | Electrochemical Undefined | 10.5 |  |  |  |  | Aioliki Theodoron SA | Norway Ministry
Greece | Crete Island – Lasithi – Sitia Makri Yalou Municipality | Askordialia | Authorized | Mechanical | PHS | Mechanical PHS | 6.8 |  |  |  |  | Skala Energeias SA | Norway Ministry
Greece | Crete Island – Chania – Mousouron Municipality | Strogili Korifi | Authorized | Mechanical | PHS | Mechanical PHS | 5.1 |  |  |  |  | Aioliki Mousouron SA | Power Plant Tracker
Greece | Crete Island – Chania – Inachoriou & Kissamou Municilpality | Stavros | Authorized | Electrochemical | Undefined | Electrochemical Undefined | 4.725 |  |  |  |  | SFINARI DYTIKOS HYBRID SA | Power Plant Tracker
Greece | Ikaria Island – Ikaria Municipality | Stravokountouras, Proesperas, Kato Proesperas | Authorized | Mechanical | PHS | Mechanical PHS | 2.7 |  |  |  |  | PPC Renewables SA | Power Plant Tracker
Greece | Crete Island – Chania – Voukolion, Mousouron Municipality | Strogili Korifi Agios Ioannis | Authorized | Mechanical | PHS | Mechanical PHS | 2.55 |  |  |  |  | DYTIKOS HYBRID SA | Power Plant Tracker
Greece | TILOS (Technology Innovation for the Local Scale Optimum Integration of Battery Energy Storage) | Tilos island | Announced | Electrochemical | NaNiCl | Electrochemical NaNiCl | 0.8 | 2.4 |  |  |  | TILOS consortium partners | Power Plant Tracker
Hungary | Budapest | Wärtsilä | Operational | Electrochemical | Li-ion | Electrochemical Li-ion | 6 | 4 |  |  | 2018 | Alteo | Power Plant Tracker
Hungary | IntelliStore 1000 - 1MWh Power Plant Balancing Power Optimization | Tiszaújváros | Operational | Electrochemical | Li-ion | Electrochemical Li-ion | 0.5 | 1 |  |  | 2013-06-25 | Energen Power Holding AB | Power Plant Tracker
Ireland | Mayo | MAREX | Announced | Mechanical | PHS | Mechanical PHS | 750 | 6100 |  | EirGrid | 2024 | Organic Power | Power Plant Tracker
Ireland | Tipperary | Silvermines | Announced | Mechanical | PHS | Mechanical PHS | 360 | 1800 |  | EirGrid | 2020 | Siga Hydro | Power Plant Tracker
Ireland | Kellis | Kellistown Energy Storage | Submitted | Electrochemical | Undefined | Electrochemical Undefined | 100 |  |  | EirGrid |  |  | Power Plant Tracker
Ireland | Derrycarney | Lumcloon BESS | Under Construction | Electrochemical | Undefined | Electrochemical Undefined | 100 |  |  | EirGrid | 2020 | Hanwha Energy Corporation | http://www.energa-wytwarzanie.pl/obiekty/lista-obiektow/zydowo,51,obiekt.html
Ireland | Derrycarney | Shannonbridge ESS B | Under Construction | Electrochemical | Undefined | Electrochemical Undefined | 97.2 |  |  | EirGrid | 2020 | Hanwha Energy Corporation | http://www.energa-wytwarzanie.pl/obiekty/lista-obiektow/zydowo,51,obiekt.html
Ireland | Poolbeg | Poolbeg BESS | Announced | Electrochemical | Undefined | Electrochemical Undefined | 75 |  |  | EirGrid |  |  | http://www.energa-wytwarzanie.pl/obiekty/lista-obiektow/zydowo,51,obiekt.html
Ireland | Turlough | Turlough Hill-1 | Operational | Mechanical | PHS | Mechanical PHS | 73 | 450 |  | EirGrid | 1973 | Electricity Supply Board (ESB) | https://cleantechnica.com/2018/10/22/byds-first-energy-storage-project-in-poland-begins-operations/
Ireland | Turlough | Turlough Hill-2 | Operational | Mechanical | PHS | Mechanical PHS | 73 | 450 |  | EirGrid | 1974 | Electricity Supply Board (ESB) | https://www.energystorageexchange.org/projects/1034
Ireland | Turlough | Turlough Hill-3 | Operational | Mechanical | PHS | Mechanical PHS | 73 | 450 |  | EirGrid | 1974 | Electricity Supply Board (ESB) | Power Plant Tracker
Ireland | Turlough | Turlough Hill-4 | Operational | Mechanical | PHS | Mechanical PHS | 73 | 450 |  | EirGrid | 1974 | Electricity Supply Board (ESB) | Power Plant Tracker
Ireland | Lisdrum | Lisdrumdoagh Energy Storage Facility | Submitted | Electrochemical | Undefined | Electrochemical Undefined | 60 | 54 |  | EirGrid |  | Highfield Storage Limited | Power Plant Tracker
Ireland | Gorman | Gorman ESS & Extension | Bidding Process | Electrochemical | Undefined | Electrochemical Undefined | 50 |  |  | EirGrid |  | RES Storage Ireland Ltd. | DGEG
Ireland | Galway | Athenry ADC | Announced | Electrochemical | Undefined | Electrochemical Undefined | 40 |  |  | ESB |  |  | Power Plant Tracker
Ireland | Kilkenny | Sionhermitage (prev Nore Power G&S) | Submitted | Electrochemical | Undefined | Electrochemical Undefined | 40 |  |  | ESB |  | Greener Ideas | Power Plant Tracker
Ireland | Athea | Beenanaspock & Tobertoreen BESS | Submitted | Electrochemical | Undefined | Electrochemical Undefined | 34.15 |  |  | EirGrid |  | Stakraft Asset Management Limited | Power Plant Tracker
Ireland | Meath Hill | Ardagh South Energy Storage Facility | Authorized | Electrochemical | Undefined | Electrochemical Undefined | 33 |  |  | ESB |  | Innogy Renewables Ireland Limited | Power Plant Tracker
Ireland | Offaly | Ballydaly Battery Storage Facility | Submitted | Electrochemical | Undefined | Electrochemical Undefined | 30 |  |  | ESB |  |  | Power Plant Tracker
Ireland | Clare | Ballykeelaun Battery Energy Storage System | Announced | Electrochemical | Undefined | Electrochemical Undefined | 30 |  |  | ESB |  |  | Power Plant Tracker
Ireland |  | Booltaigh Energy Storage Facility | Announced | Electrochemical | Undefined | Electrochemical Undefined | 30 |  |  | ESB |  |  | Power Plant Tracker
Ireland |  | Carigona Battery Storage Facility | Submitted | Electrochemical | Undefined | Electrochemical Undefined | 30 |  |  | ESB |  |  | Power Plant Tracker
Ireland | Kilpaddoge | Glencloosagh Phase 3 | Submitted | Electrochemical | Undefined | Electrochemical Undefined | 30 |  |  | ESB |  | Glencloosagh Energy Limited | Power Plant Tracker
Ireland | Inchicore | Inchicore BESS | Announced | Electrochemical | Undefined | Electrochemical Undefined | 30 |  |  | EirGrid |  |  | Power Plant Tracker
Ireland | Leitrim | Jamestown Battery Energy Storage System | Announced | Electrochemical | Undefined | Electrochemical Undefined | 30 |  |  | ESB |  |  | Power Plant Tracker
Ireland | Great Island | Kilmannock Battery Storage Facility | Bidding Process | Electrochemical | Undefined | Electrochemical Undefined | 30 |  |  | ESB |  | Grid System Services Limited | Power Plant Tracker
Ireland |  | Kilpadogue Bess | Announced | Electrochemical | Undefined | Electrochemical Undefined | 30 |  |  | ESB |  |  | Power Plant Tracker
Ireland |  | Lisnawully Battery Storage | Announced | Electrochemical | Undefined | Electrochemical Undefined | 30 |  |  | ESB |  |  | Power Plant Tracker
Ireland |  | Oldtown Battery | Announced | Electrochemical | Undefined | Electrochemical Undefined | 30 |  |  | ESB |  |  | Power Plant Tracker
Ireland | Kilteel | Porterstown Battery Storage Facility | Bidding Process | Electrochemical | Undefined | Electrochemical Undefined | 30 |  |  | EirGrid |  | Grid System Services Limited | Power Plant Tracker
Ireland | Dublin | Sillogue Battery Storage Facility | Submitted | Electrochemical | Undefined | Electrochemical Undefined | 30 |  |  | ESB |  |  | Power Plant Tracker
Ireland | Irishtown | South Wall BESS | Announced | Electrochemical | Undefined | Electrochemical Undefined | 30 |  |  | DSO |  |  | DGEG
Ireland |  | Barnahely Energy Storage System | Announced | Electrochemical | Undefined | Electrochemical Undefined | 20 |  |  | ESB |  |  | Power Plant Tracker
Ireland | Kilpaddoge | Kelwin Power Plant - Phase 2 | Submitted | Electrochemical | Undefined | Electrochemical Undefined | 20 |  |  | EirGrid |  | Stakraft Asset Management Limited
Ireland | Derryiron | Rhode 20MW ESS | Submitted | Electrochemical + flywheel | Undefined | Electrochemical + flywheel Undefined | 20 |  |  | ESB |  | Schwungrad Energie Ltd
Ireland | Longpoint | Aghada BESS | Announced | Electrochemical | Undefined | Electrochemical Undefined | 19 |  |  | EirGrid |  |  | Power Plant Tracker
Ireland | Crane | Avonbeg BESS | Submitted | Electrochemical | Undefined | Electrochemical Undefined | 16 |  |  | ESB |  | RES Storage Ireland Ltd. | Power Plant Tracker
Ireland | Limerick | Bawnmore Battery Storage | Announced | Electrochemical | Undefined | Electrochemical Undefined | 16 |  |  | ESB |  |  | Power Plant Tracker
Ireland |  | Camlin Multi Technology Site | Announced | Electrochemical | Undefined | Electrochemical Undefined | 15 |  |  | ESB |  |  | Power Plant Tracker
Ireland | Banoge | Gorey BESS | Submitted | Electrochemical | Undefined | Electrochemical Undefined | 13 |  |  | ESB |  | RES Storage Ireland Ltd
Ireland | Cork | Killaveenoge Battery Storage | Submitted | Electrochemical | Undefined | Electrochemical Undefined | 12.5 |  |  | ESB
Ireland | Mayo | MCB Battery Storage | Submitted | Electrochemical | Undefined | Electrochemical Undefined | 12 |  |  | ESB |  | PWWP Developments Ltd. | https://energyindustryreview.com/renewables/edpr-opens-pioneering-battery-based-energy-storage-facility-in-romania/
Ireland | Kerry | Kilathmoy B.E.S.S. | Operational | Electrochemical | Li-ion | Electrochemical Li-ion | 11 |  |  |  | 2020 | Statkraft | Power Plant Tracker
Ireland | Galway | Barnaderg B.E.S.S. | Announced | Electrochemical | Undefined | Electrochemical Undefined | 10 |  |  | ESB |  |  | Power Plant Tracker
Ireland | Laois | Clonminam Energy Storage Facility | Announced | Electrochemical | Undefined | Electrochemical Undefined | 10 |  |  | ESB |  | Highfield Storage Limited | Power Plant Tracker
Ireland | Kerry | Faha Battery Energy Storage System | Announced | Electrochemical | Undefined | Electrochemical Undefined | 10 |  |  | ESB |  |  | Power Plant Tracker
Ireland | Corduff | Huntstown BESS | Announced | Electrochemical | Undefined | Electrochemical Undefined | 10 |  |  | EirGrid |  |  | Power Plant Tracker
Ireland | Tipperary | Lisbrien B.E.S.S. | Announced | Electrochemical | Undefined | Electrochemical Undefined | 10 |  |  | ESB |  |  | Power Plant Tracker
Ireland |  | Lisduff B.E.S.S | Announced | Electrochemical | Undefined | Electrochemical Undefined | 10 |  |  | ESB |  |  | Power Plant Tracker
Ireland | Cork | Mishells Cross Battery Storage | Announced | Electrochemical | Undefined | Electrochemical Undefined | 10 |  |  | ESB |  |  | Power Plant Tracker
Ireland | Cork | Polefield Battery Energy Storage System | Announced | Electrochemical | Undefined | Electrochemical Undefined | 10 |  |  | ESB |  |  | Power Plant Tracker
Ireland | Stephenstown | Gardnershill FGS | Authorized | Electrochemical | Undefined | Electrochemical Undefined | 8.5 |  |  | ESB |  | Innogy Renewables Ireland Ltd | Power Plant Tracker
Ireland | Cork | Kealkill Battery Storage | Announced | Electrochemical | Undefined | Electrochemical Undefined | 8 |  |  | ESB |  |  | Power Plant Tracker
Ireland | Kerry | Knocknagoum Battery Storage | Submitted | Electrochemical | Undefined | Electrochemical Undefined | 8 |  |  | ESB |  | RES Storage Ireland Ltd. | Power Plant Tracker
Ireland | Kildare | Moatstown Battery Energy Storage | Submitted | Electrochemical | Undefined | Electrochemical Undefined | 8 |  |  | ESB |  | RES Storage Ireland Ltd. | VSD, a.s.
Ireland | Moneypoint | Moneypoint Battery Energy Storage | Submitted | Electrochemical | Undefined | Electrochemical Undefined | 7.5 |  |  | EirGrid |  |  | Power Plant Tracker
Ireland | Dundalk | Dundalk Institute of Technology (DkIT) Wind Turbine Energy Storage - CALMAC k | Operational | Thermal | Undefined | Thermal Undefined | 4.56 |  |  | ESB |  | Calmac
Ireland | Kilkenny | Glenmore Battery Storage | Announced | Electrochemical | Undefined | Electrochemical Undefined | 4 |  |  | ESB
Ireland | Waterford | Ballymac Storage | Announced | Electrochemical | Undefined | Electrochemical Undefined | 3.99 |  |  | ESB |  | Power Capital Renewable Energy Ltd.
Ireland | Mayo | Shranakilla Energy Park | Submitted | Electrochemical | Undefined | Electrochemical Undefined | 3 |  |  | ESB |  | ESB SOLAR (IRELAND) LIMITED | https://www.energy-storage.news/news/slovenia-becomes-first-balkan-state-to-install-grid-scale-tesla-ess
Ireland | N/A | Mainstream Renewable Power - 2000 kW | Operational | Mechanical | Flywheel | Mechanical Flywheel | 2 | 4 |  |  | 2014 | Mainstream Renewable Power | Power Plant Tracker
Ireland |  | Adora Energy | Announced | Electrochemical | Undefined | Electrochemical Undefined | 1 |  |  | ESB
Ireland | Dublin | Gaelectric, Tesla - 1 MW BESS | Announced | Electrochemical | Li-ion | Electrochemical Li-ion | 1 |  |  | ESB |  | Gaelectric | https://www.energystorageexchange.org/projects?q=&title=&technologyBroadCategory%5B%5D=Electro-chemical&technologyBroadCategory%5B%5D=Liquid%20Air%20Energy%20Storage&technologyBroadCategory%5B%5D=Hydrogen%20Storage&technologyBroadCategory%5B%5D=Lithium%20Ion%20Battery&technologyBroadCategory%5B%5D=Compressed%20Air%20Energy%20Storage&ratedPower%5Bmin%5D=&ratedPower%5Bmax%5D=&duration%5Bmin%5D=&duration%5Bmax%5D=&owner=&energyStorageTechnologyProvider=&powerElectronicsProvider=&oMContractor=&developer=&integratorCompany=&isoRto=&state=&country=Spain&state=
Ireland | Rhode | Rhode Hybrid Flywheel Energy Storage Plant - Schwungrad Energie 4 150kW units | Operational | Mechanical | Flywheel | Mechanical Flywheel | 0.32 | 0.26 |  |  |  | Schwungrad Energie | Power Plant Tracker
Ireland | Dublin | Tallaght Smart Grid Testbed: Lithium Ion Battery | Operational | Electrochemical | Li-ion | Electrochemical Li-ion | 0.3 | 0.15 |  |  | 2015 | Micro Electricity Generation Association Of Ireland | Power Plant Tracker
Ireland | Rhode | Rhode Hybrid Demo Project - Hitachi Chemical | Operational | Electrochemical | Lead-acid | Electrochemical Lead-acid | 0.24 |  |  |  | 2016 | ESB Networks Ltc | Power Plant Tracker
Ireland | Dublin | Freqcon's Tallaght Smart Grid Testbed, Dublin Ecoult | Operational | Electrochemical | Lead-acid | Electrochemical Lead-acid | 0.007 | 0.07 |  |  |  | Freqcon | Power Plant Tracker
Ireland | Dublin | Tallaght Smart Grid Testbed: Ultracapacitors | Operational | Electrochemical | Electrochemical Capacitors | Electrochemical Electrochemical Capacitors | 0 | N/A |  |  | 2015 | Micro Electricity Generation Association Of Ireland | Power Plant Tracker
Italy | Entracque | Chiotas Piastra-1-2-3-4-5-6 | Operational | Mechanical | PHS | Mechanical PHS | 1064 | 17040 | TSO | TERNA SPA | 1974 | Enel | https://solarpaces.nrel.gov/by-country/ES
Italy | Presenzano | Presenzano-1 | Operational | Mechanical | PHS | Mechanical PHS | 1005 | 7000 | TSO | TERNA SPA | 1991 | Enel | https://solarpaces.nrel.gov/by-country/ES
Italy | Maccagno | Ronco Valgrande | Operational | Mechanical | PHS | Mechanical PHS | 1000 | 17680 | TSO | TERNA SPA | 1973 | Enel | https://solarpaces.nrel.gov/by-country/ES
Italy | Edolo | Edolo-1-2-3-4-5-6 | Operational | Mechanical | PHS | Mechanical PHS | 977.6 | 4890 | TSO | TERNA SPA | 1983 | Enel | https://solarpaces.nrel.gov/by-country/ES
Italy | Solarino | Anapo (Solarino) Pumped Storage Plant | Operational | Mechanical | PHS | Mechanical PHS | 600 | N/A |  |  | 1991 | Enel | https://solarpaces.nrel.gov/by-country/ES
Italy | Campolattaro | Campolattaro Pumped Hydro Storage Plant | Contracted | Mechanical | PHS | Mechanical PHS | 572 |  |  |  |  | REPower | https://solarpaces.nrel.gov/by-country/ES
Italy | Fano Adriano | San Giacomo al Vomano | Operational | Mechanical | PHS | Mechanical PHS | 490 |  | TSO | TERNA SPA | 1947 - 1998 | Enel | https://www.engerati.com/article/spain-gets-its-first-hybrid-wind-power-battery-storage-plant
Italy | Vezzano | San Massenza | Operational | Mechanical | PHS | Mechanical PHS | 377 |  | TSO | TERNA SPA | 1951 | Enel | https://www.engerati.com/article/spain-gets-its-first-hybrid-wind-power-battery-storage-plant
Italy | Camugnano | Bargi | Operational | Mechanical | PHS | Mechanical PHS | 281 |  | TSO | TERNA SPA | 1975 | Enel | European Commission
Italy | Sellero | San Fiorano-1 | Operational | Mechanical | PHS | Mechanical PHS | 272 |  | TSO | TERNA SPA | 1973 | Enel | European Commission
Italy | Ovodda | Taloro | Operational | Mechanical | PHS | Mechanical PHS | 240 | 12480 | TSO | TERNA SPA | 1972 - 1978 | Enel | Power Plant Tracker
Italy | Vittorio Veneto | Fadalto | Operational | Mechanical | PHS | Mechanical PHS | 220 |  | TSO | TERNA SPA | 1971 | Enel | Power Plant Tracker
Italy | L'Aquila | Provvidenza | Operational | Mechanical | PHS | Mechanical PHS | 139 |  | TSO | TERNA SPA | 1949 | Enel | Power Plant Tracker
Italy | Gargnano | Gargnano | Operational | Mechanical | PHS | Mechanical PHS | 137 |  | TSO | TERNA SPA | 1964 | Enel | Power Plant Tracker
Italy | Entracque | Rovina Hydro Power Plant (Entracque Pumped Storage) | Operational | Mechanical | PHS | Mechanical PHS | 134 |  |  |  | 1980 | Enel | Power Plant Tracker
Italy | Priolo Gargallo | Anapo Solarino - 1 | Operational | Mechanical | PHS | Mechanical PHS | 125 | 1000 | TSO | TERNA SPA | 1989 | Enel | Power Plant Tracker
Italy | Priolo Gargallo | Anapo Solarino - 2 | Operational | Mechanical | PHS | Mechanical PHS | 125 | 1000 | TSO | TERNA SPA | 1989 | Enel | https://www.energystorageexchange.org/projects
Italy | Priolo Gargallo | Anapo Solarino - 3 | Operational | Mechanical | PHS | Mechanical PHS | 125 | 1000 | TSO | TERNA SPA | 1989 | Enel | https://www.iea-coal.org/spain-enel-coal-plant-battery-projects-taking-shape/
Italy | Priolo Gargallo | Anapo Solarino - 4 | Operational | Mechanical | PHS | Mechanical PHS | 125 | 1000 | TSO | TERNA SPA | 1989 | Enel | https://www.energystorageexchange.org/projects?q=&title=&technologyBroadCategory%5B%5D=Electro-chemical&technologyBroadCategory%5B%5D=Liquid%20Air%20Energy%20Storage&technologyBroadCategory%5B%5D=Hydrogen%20Storage&technologyBroadCategory%5B%5D=Lithium%20Ion%20Battery&technologyBroadCategory%5B%5D=Compressed%20Air%20Energy%20Storage&ratedPower%5Bmin%5D=&ratedPower%5Bmax%5D=&duration%5Bmin%5D=&duration%5Bmax%5D=&owner=&energyStorageTechnologyProvider=&powerElectronicsProvider=&oMContractor=&developer=&integratorCompany=&isoRto=&state=&country=Spain&state=
Italy |  | Rovina Piastra | Operational | Mechanical | PHS | Mechanical PHS | 125 |  | TSO | TERNA SPA | 1974 | Enel
Italy | Riva del Garda | Riva del Garda | Operational | Mechanical | PHS | Mechanical PHS | 117 |  | TSO | TERNA SPA | 1929 | Enel | European Commission
Italy | Capriati a Volturno | Capriati | Operational | Mechanical | PHS | Mechanical PHS | 113 |  | TSO | TERNA SPA | 1966 | BKW | Power Plant Tracker
Italy | Riva del Garda | Ponale (Riva del Garda Ledro) Hydroelectric Power Station | Operational | Mechanical | PHS | Mechanical PHS | 80 |  | Transmission |  | 1905 | Enel | https://solarpaces.nrel.gov/by-country/ES
Italy | Piana degli Albanesi | Guadalami | Operational | Mechanical | PHS | Mechanical PHS | 80 |  | TSO | TERNA SPA | 1961 | Enel | https://solarpaces.nrel.gov/by-country/ES
Italy |  | Pont Ventoux-3 | Operational | Mechanical | PHS | Mechanical PHS | 75 |  | TSO | TERNA SPA | 2006 | IREN Energia | https://solarpaces.nrel.gov/by-country/ES
Italy | LANZADA | UP_VALMALENCO_1 (350 MW) - Campo Moro | Operational | Mechanical | PHS | Mechanical PHS | 36.5 |  | TSO | TERNA SPA | 2004 | ENEL PRODUZIONE SPA | Power Plant Tracker
Italy | ULTIMO | PRACOMUNE | Operational | Mechanical | PHS | Mechanical PHS | 35 |  | TSO | TERNA SPA | 2004 | ALPERIA GREENPOWER SRL | https://solarpaces.nrel.gov/by-country/ES
Italy | LOCANA | TELESSIO | Operational | Mechanical | PHS | Mechanical PHS | 35 |  | TSO | TERNA SPA | 2004 | IREN ENERGIA SPA | https://tyndp.entsoe.eu/tyndp2018/projects/storage_projects/1019
Italy | Terna Grid Defense Plan Phase II (1) | Codronigianos | Announced | Electrochemical | Li-ion | Electrochemical Li-ion | 20 |  |  |  |  | Terna Energy | https://solarpaces.nrel.gov/by-country/ES
Italy | Terna SANC project (1) | Flumeri | Operational | Electrochemical | NaS | Electrochemical NaS | 12 | 96 | TSO | TERNA SPA |  | Terna Energy | https://solarpaces.nrel.gov/by-country/ES
Italy | Terna SANC project (2) | Miscano | Operational | Electrochemical | NaS | Electrochemical NaS | 12 | 96 | TSO | TERNA SPA |  | Terna Energy | https://solarpaces.nrel.gov/by-country/ES
Italy | PIATEDA | UP_ALTOADDA_1 (327 MW) - Zappello | Operational | Mechanical | PHS | Mechanical PHS | 11.4 |  | TSO | TERNA SPA | 2004 | EDISON SPA | Power Plant Tracker
Italy | Terna SANC project (3) | Scampitella | Operational | Electrochemical | NaS | Electrochemical NaS | 10.8 | 86.4 | TSO | TERNA SPA |  | Terna Energy | Power Plant Tracker
Italy | Priolo Gargallo | Archimede | Operational | Thermal | Molten salts | Thermal Molten salts | 4.72 | 37.76 |  |  | 2010-07-14 | ENEL | Power Plant Tracker
Italy | Terna Grid Defense Plan Phase II (2) | Codronigianos | Announced | Electrochemical | NaS | Electrochemical NaS | 4 |  |  |  |  | Terna Energy | Power Plant Tracker
Italy | Enel Chiaravalle Substation | Chiaravalle | Operational | Electrochemical | Li-ion | Electrochemical Li-ion | 2 | 2 |  |  |  |  | Power Plant Tracker
Italy | Enel Puglia ESS | Foggia | Operational | Electrochemical | Li-ion | Electrochemical Li-ion | 2 | 1 |  |  |  | Enel | Power Plant Tracker
Italy | Enel Dirillo Substation BESS Project | Ragusa | Operational | Electrochemical | Li-ion | Electrochemical Li-ion | 2 | 1 |  |  |  | Enel | https://www.energystorageexchange.org/projects?q=&title=&technologyBroadCategory%5B%5D=Electro-chemical&technologyBroadCategory%5B%5D=Liquid%20Air%20Energy%20Storage&technologyBroadCategory%5B%5D=Hydrogen%20Storage&technologyBroadCategory%5B%5D=Lithium%20Ion%20Battery&technologyBroadCategory%5B%5D=Compressed%20Air%20Energy%20Storage&ratedPower%5Bmin%5D=&ratedPower%5Bmax%5D=&duration%5Bmin%5D=&duration%5Bmax%5D=&owner=&energyStorageTechnologyProvider=&powerElectronicsProvider=&oMContractor=&developer=&integratorCompany=&isoRto=&state=&country=Spain&state=; https://sandia.gov/ess-ssl/gesdb/public/projects.html#1037
Italy | Terna Storage Lab 2 (5) | Ciminna | Operational | Electrochemical | NaNiCl | Electrochemical NaNiCl | 1.2 | 4.14 | TSO | TERNA SPA |  | Terna Energy | https://tyndp.entsoe.eu/tyndp2018/projects/storage_projects/1012
Italy | Terna Storage Lab 1 (6) | Codrongianos | Operational | Electrochemical | NaNiCl | Electrochemical NaNiCl | 1.2 | 4.14 | TSO | TERNA SPA |  | Terna Energy | https://solarpaces.nrel.gov/by-country/ES
Italy | Terna Storage Lab 1 (2) | Codrongianos | Operational | Electrochemical | Li-ion | Electrochemical Li-ion | 1.2 | 0.924 | TSO | TERNA SPA |  | Terna Energy | https://solarpaces.nrel.gov/by-country/ES
Italy | INGRID Hydrogen Demonstration Project | Troia | Operational | Chemical | P2G | Chemical P2G | 1.2 | 39 |  |  |  |  | https://tyndp.entsoe.eu/tyndp2018/projects/storage_projects/1011
Italy | Enel Isernia Smart Grid Project | Carpinone | Operational | Electrochemical | Li-ion | Electrochemical Li-ion | 1 | 0.5 |  |  |  | Enel | Power Plant Tracker
Italy | Terna Storage Lab 2 (4) | Ciminna | Operational | Electrochemical | Li-ion | Electrochemical Li-ion | 1 | 1.22 | TSO | TERNA SPA |  | Terna Energy | European Commission
Italy | Terna Storage Lab 2 (1) | Ciminna | Operational | Electrochemical | Li-ion | Electrochemical Li-ion | 1 | 0.9 | TSO | TERNA SPA |  | Terna Energy | Power Plant Tracker
Italy | Terna Storage Lab 2 (3) | Ciminna | Operational | Electrochemical | Li-ion | Electrochemical Li-ion | 1 | 1 | TSO | TERNA SPA |  | Terna Energy | Power Plant Tracker
Italy | Terna Storage Lab 1 (7) | Codrongianos | Operational | Electrochemical | NANiCl | Electrochemical NANiCl | 1 | 2 | TSO | TERNA SPA |  | Terna Energy | Power Plant Tracker
Italy | Terna Storage Lab 1 (1) | Codrongianos | Operational | Electrochemical | Li-ion | Electrochemical Li-ion | 1 | 1 | TSO | TERNA SPA |  | Terna Energy | https://solarpaces.nrel.gov/by-country/ES
Italy | Terna Storage Lab 1 (3) | Codrongianos | Operational | Electrochemical | Li-ion | Electrochemical Li-ion | 1 | 1 | TSO | TERNA SPA |  | Terna Energy | https://solarpaces.nrel.gov/by-country/ES
Italy | Terna Storage Lab 1 (4) | Codrongianos | Operational | Electrochemical | Li-ion | Electrochemical Li-ion | 1 | 0.5 | TSO | TERNA SPA |  | Terna Energy | https://tyndp.entsoe.eu/tyndp2018/projects/storage_projects/1027
Italy | Terna Storage Lab 1 (5) | Codrongianos | Operational | Electrochemical | Li-ion | Electrochemical Li-ion | 1 | 1.23 | TSO | TERNA SPA |  | Terna Energy | Power Plant Tracker
Italy | GRID4EU Demo 4 : Enel Rcube | Forli-Cesena | Operational | Electrochemical | Li-ion | Electrochemical Li-ion | 1 | 1 |  |  |  | Enel | Power Plant Tracker
Italy | Terna Storage Lab 1, Sardinia (9) | Codrongianos | Announced | Electrochemical | Electrochemical Capacitors | Electrochemical Electrochemical Capacitors | 1 | 0.2 |  | TERNA SPA |  |  | Power Plant Tracker
Italy | Terna Storage Lab 2 (7) | Ciminna | Announced | Electrochemical | Electrochemical Capacitors | Electrochemical Electrochemical Capacitors | 0.92 | 0.184 |  |  |  |  | Power Plant Tracker
Italy | Terna Storage Lab 2 (2) | Ciminna | Operational | Electrochemical | Li-ion | Electrochemical Li-ion | 0.9 | 0.63 | TSO | TERNA SPA |  | Terna Energy | Power Plant Tracker
Italy | Terna Storage Lab 1 (9) | Codrongianos | Announced | Electrochemical | Electrochemical Capacitors | Electrochemical Electrochemical Capacitors | 0.65 | 0.02 | TSO | TERNA SPA |  | Terna Energy | https://solarpaces.nrel.gov/by-country/ES
Italy | Terna Storage Lab 2 (6) | Ciminna | Operational | Electrochemical | Redox flow Vanadium | Electrochemical Redox flow Vanadium | 0.45 | 1.4 | TSO | TERNA SPA |  | Terna Energy | https://www.pv-tech.org/news/51221
Italy | Terna Storage Lab 1 (8) | Codrongianos | Operational | Electrochemical | Redox flow Vanadium | Electrochemical Redox flow Vanadium | 0.4 | 1.1 | TSO | TERNA SPA |  | Terna Energy | https://tyndp.entsoe.eu/tyndp2018/projects/storage_projects/1019
Italy | Dal Molin Thermal Energy Storage | Vicenza | Operational | Thermal | STES | Thermal STES | 0.4 | 3.2 |  |  |  |  | https://www.energystorageexchange.org/projects?q=&title=&technologyBroadCategory%5B%5D=Electro-chemical&technologyBroadCategory%5B%5D=Liquid%20Air%20Energy%20Storage&technologyBroadCategory%5B%5D=Hydrogen%20Storage&technologyBroadCategory%5B%5D=Lithium%20Ion%20Battery&technologyBroadCategory%5B%5D=Compressed%20Air%20Energy%20Storage&ratedPower%5Bmin%5D=&ratedPower%5Bmax%5D=&duration%5Bmin%5D=&duration%5Bmax%5D=&owner=&energyStorageTechnologyProvider=&powerElectronicsProvider=&oMContractor=&developer=&integratorCompany=&isoRto=&state=&country=Spain&state=
Italy | Enel Ventotene Project - Siemens | Ventotene | Operational | Electrochemical | Li-ion | Electrochemical Li-ion | 0.3 | 0.6 |  |  |  | Enel | Power Plant Tracker
Italy | Almisano | FIAMM Green Energy Island | Operational | Electrochemical | NaNiCl | Electrochemical NaNiCl | 0.18 | 0.228 |  |  |  | FIAMM spa | Power Plant Tracker
Italy | Capo d'Orlando | Tozzi Green - i-NEXT | Operational | Electrochemical | Sodium-based battery | Electrochemical Sodium-based battery | 0.1 | 0.3 | Secondary Distribution |  | 2015 | City Hall Capo d'Orlando | Power Plant Tracker
Italy | Savona | Smart Polygeneration Microgrid, Univeristy of Genoa | Operational | Electrochemical | NaNiCl | Electrochemical NaNiCl | 0.063 | 0.15 |  |  | 2014 | University of Genoa | Power Plant Tracker
Italy | APRILIA | IMPIANTO IDROELETTRICO DA 45 KW | Operational | Mechanical | PHS | Mechanical PHS | 0.045 |  | DSO | E-DISTRIBUZIONE S.P.A. | 2014 | ABBVIE S.R.L. | Power Plant Tracker
Italy | Sant'Alberto | Tozzi Energy Storage System - TESS | Operational | Electrochemical | NaNiCl | Electrochemical NaNiCl | 0.035 | 0.105 | Secondary Distribution |  |  | Solar Farm | Power Plant Tracker
Italy | L'Aquila | Enel Voltage Regulation at L'Aquila | Operational | Electrochemical | Li-ion | Electrochemical Li-ion | 0.032 | 0.032 | Secondary Distribution |  |  | Enel Distribuzione | Power Plant Tracker
Italy | Teramo | Enel Voltage Regulation ESS at Teramo | Operational | Electrochemical | Li-ion | Electrochemical Li-ion | 0.032 | 0.032 | Secondary Distribution |  |  | Enel Distribuzione | Power Plant Tracker
Italy | Livorno | Enel Livorno Test Facility: 20 kW ZEBRA | Operational | Electrochemical | NaNiCl | Electrochemical NaNiCl | 0.02 | 0.02 |  |  |  | Enel | Power Plant Tracker
Italy | CODIGORO | C.A.D.F. S.p.A. | Operational | Mechanical | PHS | Mechanical PHS | 0.0185 |  | DSO | E-DISTRIBUZIONE SPA | 2018 | C.A.D.F. SPA | Power Plant Tracker
Italy | Livorno | Enel Livorno Test Facility: 15 kW Lithium Ion | Operational | Electro-chemical and chemical storage | Li-ion LFP | Electro-chemical and chemical storage Li-ion LFP | 0.015 | 0.015 |  |  |  | Enel | https://solarpaces.nrel.gov/by-country/ES
Italy | Livorno | Enel Livorno Test Facility: 10 kW Vanadium Redox Flow | Operational | Electro-chemical and chemical storage | Redox flow Vanadium | Electro-chemical and chemical storage Redox flow Vanadium | 0.01 | 0.1 |  |  |  | Cellstrom (Gildemeister Energy Solutions) | https://solarpaces.nrel.gov/by-country/ES | Behind the meter facility
Italy | Rome | ACEA Raffineria Substation Smart Grid | Operational | Electrochemical | Li-ion LTO | Electrochemical Li-ion LTO | 0.01 | 0.045 |  |  |  | ACEA Distribuzione S.p.A | https://solarpaces.nrel.gov/by-country/ES
Lithuania | Kruonis | Kruonis-1 | Operational | Mechanical | PHS | Mechanical PHS | 225 | 2700 |  |  | 1992 - 1998 | Lietuvos Energija | https://sandia.gov/ess-ssl/gesdb/public/projects.html#1 | DOE database
Lithuania | Kruonis | Kruonis-2 | Operational | Mechanical | PHS | Mechanical PHS | 225 | 2700 |  |  | 1992 - 1998 | Lietuvos Energija | https://sandia.gov/ess-ssl/gesdb/public/projects.html#2 | DOE database
Lithuania | Kruonis | Kruonis-3 | Operational | Mechanical | PHS | Mechanical PHS | 225 | 2700 |  |  | 1992 - 1998 | Lietuvos Energija |  | DOE database
Lithuania | Kruonis | Kruonis-4 | Operational | Mechanical | PHS | Mechanical PHS | 225 | 2700 |  |  | 1992 - 1998 | Lietuvos Energija |  | DOE database
Lithuania | Kruonis | Kruonis-5 | Bidding process | Mechanical | PHS | Mechanical PHS | 225 |  |  |  | 2024 | Lietuvos Energija | https://sandia.gov/ess-ssl/gesdb/public/projects.html#8 | DOE database
Lithuania | Vulinius |  | Announced | Electrochemical | Unknown | Electrochemical Unknown | 1 |  |  |  |  | Litgrid AB |  | DOE database
Luxembourg | Vianden | Vianden 11 | Operational | Mechanical | PHS | Mechanical PHS | 198 | 447 |  |  | 2015 | Société Electrique de l'Our | https://sandia.gov/ess-ssl/gesdb/public/projects.html#13 | DOE database
Luxembourg | Vianden | Vianden 10 | Operational | Mechanical | PHS | Mechanical PHS | 196 | 447 |  |  | 1975 | Société Electrique de l'Our |  | DOE database
Luxembourg | Vianden | Vianden 1 | Operational | Mechanical | PHS | Mechanical PHS | 100 | 447 |  |  | 1962 | Société Electrique de l'Our |  | DOE database
Luxembourg | Vianden | Vianden 2 | Operational | Mechanical | PHS | Mechanical PHS | 100 | 447 |  |  | 1962 | Société Electrique de l'Our |  | DOE database
Luxembourg | Vianden | Vianden 3 | Operational | Mechanical | PHS | Mechanical PHS | 100 | 447 |  |  | 1963 | Société Electrique de l'Our | https://sandia.gov/ess-ssl/gesdb/public/projects.html#17 | DOE database
Luxembourg | Vianden | Vianden 4 | Operational | Mechanical | PHS | Mechanical PHS | 100 | 447 |  |  | 1963 | Société Electrique de l'Our |  | DOE database
Luxembourg | Vianden | Vianden 5 | Operational | Mechanical | PHS | Mechanical PHS | 100 | 447 |  |  | 1963 | Société Electrique de l'Our |  | DOE database
Luxembourg | Vianden | Vianden 6 | Operational | Mechanical | PHS | Mechanical PHS | 100 | 447 |  |  | 1964 | Société Electrique de l'Our | https://sandia.gov/ess-ssl/gesdb/public/projects.html#22 | DOE database
Luxembourg | Vianden | Vianden 7 | Operational | Mechanical | PHS | Mechanical PHS | 100 | 447 |  |  | 1964 | Société Electrique de l'Our |  | DOE database
Luxembourg | Vianden | Vianden 8 | Operational | Mechanical | PHS | Mechanical PHS | 100 | 447 |  |  | 1963 | Société Electrique de l'Our | https://sandia.gov/ess-ssl/gesdb/public/projects.html#24 | DOE database
Luxembourg | Vianden | Vianden 9 | Operational | Mechanical | PHS | Mechanical PHS | 100 | 447 |  |  | 1964 | Société Electrique de l'Our |  | DOE database
Netherlands | Zuidwending | CAES Zuidwending | Announced | Mechanical | CAES | Mechanical CAES | 320 | 1920 |  |  | 2024 | Corre Energy Storage BV |  | DOE database
Netherlands | Rotterdam | Rotterdam | Operational | Electrochemical | Undefined | Electrochemical Undefined | 10 | 10 |  |  | 2019 |  |  | DOE database
Netherlands | Vlissingen | Vlissingen Advancion Energy Storage - AES | Operational | Electrochemical | Li-ion | Electrochemical Li-ion | 10 | 10 |  |  | 2016 | AES |  | DOE database
Netherlands | Bonaire | Bonaire | Operational | Electrochemical | Undefined | Electrochemical Undefined | 6 | 6 |  |  | 2019 | Contourglobal Bonaire |  | DOE database
Netherlands | Amsterdam | Johan Cruyff ArenA Storage - The Mobility House | Operational | Electrochemical | Li-ion | Electrochemical Li-ion | 4 | 4 |  |  |  | The Mobility House |  | DOE database
Netherlands | Amsterdam | Amsterdam Energy Arena | Announced | Electrochemical | Unknown | Electrochemical Unknown | 3.75 | 3.75 |  |  |  | Nissan | https://sandia.gov/ess-ssl/gesdb/public/projects.html#37 | DOE database
Netherlands | Kranlendijk | Bonaire Wind-Diesel Hybrid | Operational | Electrochemical | Nickel Cadmium | Electrochemical Nickel Cadmium | 3 | 2.4 |  |  |  | Saft | https://sandia.gov/ess-ssl/gesdb/public/projects.html#38 | DOE database
Netherlands | Zeewolde | FCR Storage | Operational | Electrochemical | Undefined | Electrochemical Undefined | 3 |  |  |  | 2017 | Nuon-Vattenfall | https://sandia.gov/ess-ssl/gesdb/public/projects.html#42 | DOE database
Netherlands | Gissenburg | Gissenburg | Operational | Electrochemical | Undefined | Electrochemical Undefined | 1 |  |  |  | 2017 | TBI Alfen | https://sandia.gov/ess-ssl/gesdb/public/projects.html#45 | DOE database
Netherlands | San Nicolas (Aruba) | Hydrostor UCAES Aruba Project - Low-Cost Air Cavity to the Bottom of a Lake or Ocean | Contracted | Mechanical | CAES | Mechanical CAES | 1 | 6 | Transmission |  | 2010+ | Hydrostor |  | DOE database
Netherlands | Etten-Leur | Etten-Leur Smart Storage - Enexis | Operational | Electrochemical | Li-ion | Electrochemical Li-ion | 0.4 | 0.2 |  |  |  | TBI Alfen |  | DOE database
Netherlands | Arnhem | SOPRA HAN University | Operational | Electrochemical | Li-ion LFP | Electrochemical Li-ion LFP | 0.06 | 0.05 |  |  | 2014+ | SOPRA Consortium |  | DOE database
Netherlands | Lelystad | SOPRA WUR Farm | Operational | Electrochemical | Li-ion LFP | Electrochemical Li-ion LFP | 0.06 | 0.159 |  |  | 2014+ | SOPRA Consortium |  | DOE database
Netherlands | Hague | SOPRA Zero Watt project | Operational | Electrochemical | Li-ion LFP | Electrochemical Li-ion LFP | 0.06 | 0.5 |  |  | 2014+ | SOPRA Consortium | https://sandia.gov/ess-ssl/gesdb/public/projects.html#59 | DOE database
Netherlands | Afsluitdijk | Quick Charging EV's Powered by the Sun (Afsluitdijk A7) | Operational | Electro-chemical and chemical storage | Li-ion LFP | Electro-chemical and chemical storage Li-ion LFP | 0.05 | 0.1 |  |  | 2014+ | MisterGreen Electric Lease |  | DOE database
Netherlands | Beesd | Quick Charging EV's Powered by the Sun (Beesd A2) | Operational | Electro-chemical battery and chemical storage | Li-ion LFP | Electro-chemical battery and chemical storage Li-ion LFP | 0.05 | 0.1 |  |  | 2014+ | MisterGreen Electric Lease | https://sandia.gov/ess-ssl/gesdb/public/projects.html#65 | DOE database
Netherlands | Bodegraven | Quick Charging EV's Powered by the Sun (Bodegraven A12) | Operational | Electro-chemical and chemical storage | Li-ion LFP | Electro-chemical and chemical storage Li-ion LFP | 0.05 | 0.1 |  |  | 2014+ | MisterGreen Electric Lease |  | DOE database
Netherlands | Zaandam | Quick Charging EV's Powered by the Sun (Zaandam A8) | Operational | Electro-chemical and chemical storage | Li-ion LFP | Electro-chemical and chemical storage Li-ion LFP | 0.05 | 0.1 |  |  | 2014+ | MisterGreen Electric Lease |  | DOE database
Netherlands | Amstelveen | Quick Charging EV's Powered by the Sun (Amstelveen A9) | Operational | Electrochemical | Li-ion LFP | Electrochemical Li-ion LFP | 0.05 | 0.1 |  |  | 2014+ | MisterGreen Electric Lease |  | DOE database
Netherlands | Breukelen | Quick Charging EV's Powered by the Sun (Breukelen) | Operational | Electrochemical | Li-ion LFP | Electrochemical Li-ion LFP | 0.05 | 0.1 |  |  | 2013+ | MisterGreen Electric Lease |  | DOE database
Netherlands | Bunnik | Quick Charging EV's Powered by the Sun (Bunnik A12) | Operational | Electrochemical | Li-ion LFP | Electrochemical Li-ion LFP | 0.05 | 0.1 |  |  | 2014+ | MisterGreen Electric Lease | https://sandia.gov/ess-ssl/gesdb/public/projects.html#77 | DOE database
Netherlands | Delft | Quick Charging EV's Powered by the Sun (Delft A13) | Operational | Electrochemical | Li-ion LFP | Electrochemical Li-ion LFP | 0.05 | 0.1 |  |  | 2014+ | MisterGreen Electric Lease |  | DOE database
Netherlands | Geldermalsen | Quick Charging EV's Powered by the Sun (Geldermalsen A2) | Operational | Electrochemical | Li-ion LFP | Electrochemical Li-ion LFP | 0.05 | 0.1 |  |  | 2014+ | MisterGreen Electric Lease | https://sandia.gov/ess-ssl/gesdb/public/projects.html#80 | DOE database
Netherlands | Heemskerk | Quick Charging EV's Powered by the Sun (Heemskerk A9) | Operational | Electrochemical | Li-ion LFP | Electrochemical Li-ion LFP | 0.05 | 0.1 |  |  | 2014+ | MisterGreen Electric Lease |  | DOE database
Netherlands | Hoogblokland | Quick Charging EV's Powered by the Sun (Hoogblokland A27) | Operational | Electrochemical | Li-ion LFP | Electrochemical Li-ion LFP | 0.05 | 0.1 |  |  | 2014+ | MisterGreen Electric Lease | https://sandia.gov/ess-ssl/gesdb/public/projects.html#89 | DOE database
Netherlands | Ketelbrug | Quick Charging EV's Powered by the Sun (Ketelbrug A6) | Operational | Electrochemical | Li-ion LFP | Electrochemical Li-ion LFP | 0.05 | 0.1 |  |  | 2014+ | MisterGreen Electric Lease |  | DOE database
Netherlands | Leiden | Quick Charging EV's Powered by the Sun (Leiden A4) | Operational | Electrochemical | Li-ion LFP | Electrochemical Li-ion LFP | 0.05 | 0.1 |  |  | 2014+ | MisterGreen Electric Lease |  | DOE database
Netherlands | Ridderkerk | Quick Charging EV's Powered by the Sun (Ridderkerk A15) | Operational | Electrochemical | Li-ion LFP | Electrochemical Li-ion LFP | 0.05 | 0.1 |  |  | 2014+ | MisterGreen Electric Lease |  | DOE database
Netherlands | Woerden | Quick Charging EV's Powered by the Sun (Woerden A12) | Operational | Electrochemical | Li-ion LFP | Electrochemical Li-ion LFP | 0.05 | 0.1 |  |  | 2014+ | MisterGreen Electric Lease | https://sandia.gov/ess-ssl/gesdb/public/projects.html#96 | DOE database
Netherlands | Vierakker | Fotonenboer 't Spieker Dairy Farm | Operational | Electrochemical | Redox flow Vanadium | Electrochemical Redox flow Vanadium | 0.01 | 0.08 | Secondary Distribution | Federally Owned | 2010 | Spieker Dairy Farm | https://sandia.gov/ess-ssl/gesdb/public/projects.html#97 | DOE database
Poland | Zarnowiec | Zarnowiec H1 | Operational | Mechanical | PHS | Mechanical PHS | 179 | 900 |  |  | 1983 | PGE (Polska Grupa Energetyczna) |  | DOE database
Poland | Zarnowiec | Zarnowiec H2 | Operational | Mechanical | PHS | Mechanical PHS | 179 | 900 |  |  | 1983 | PGE (Polska Grupa Energetyczna) |  | DOE database
Poland | Zarnowiec | Zarnowiec H3 | Operational | Mechanical | PHS | Mechanical PHS | 179 | 900 |  |  | 1983 | PGE (Polska Grupa Energetyczna) |  | DOE database
Poland | Zarnowiec | Zarnowiec H4 | Operational | Mechanical | PHS | Mechanical PHS | 179 | 900 |  |  | 1983 | PGE (Polska Grupa Energetyczna) | https://sandia.gov/ess-ssl/gesdb/public/projects.html#162 | DOE database
Poland | Miedzybrodzie Zywieckie | Porabka Zar H1 | Operational | Mechanical | PHS | Mechanical PHS | 135 | 500 |  |  | 1979 | PGE (Polska Grupa Energetyczna) |  | DOE database
Poland | Miedzybrodzie Zywieckie | Porabka Zar H2 | Operational | Mechanical | PHS | Mechanical PHS | 135 | 500 |  |  | 1979 | PGE (Polska Grupa Energetyczna) | https://sandia.gov/ess-ssl/gesdb/public/projects.html#164 | DOE database
Poland | Miedzybrodzie Zywieckie | Porabka Zar H3 | Operational | Mechanical | PHS | Mechanical PHS | 135 | 500 |  |  | 1979 | PGE (Polska Grupa Energetyczna) |  | DOE database
Poland | Miedzybrodzie Zywieckie | Porabka Zar H4 | Operational | Mechanical | PHS | Mechanical PHS | 135 | 500 |  |  | 1979 | PGE (Polska Grupa Energetyczna) |  | DOE database
Poland | Jezioro Sromowieckie | Niedzica Pumped Storage Power Plant | Operational | Mechanical | PHS | Mechanical PHS | 82.8 | N/A |  |  | 1997 | Polish Government | https://sandia.gov/ess-ssl/gesdb/public/projects.html#170 | DOE database
Poland | Zabrodzie | Solina Hydrozespol H1 | Operational | Mechanical | PHS | Mechanical PHS | 68 | 686 |  |  | 1968 | PGE (Polska Grupa Energetyczna) |  | DOE database
Poland | Zabrodzie | Solina Hydrozespol H2 | Operational | Mechanical | PHS | Mechanical PHS | 68 | 686 |  |  | 1968 | PGE (Polska Grupa Energetyczna) |  | DOE database
Poland | Zydowo | Zydowo H3 | Operational | Mechanical | PHS | Mechanical PHS | 62.6 | 224 |  |  | 1971 | ENERGA OZE | https://sandia.gov/ess-ssl/gesdb/public/projects.html#176 | DOE database
Poland | Zydowo | Zydowo H1 | Operational | Mechanical | PHS | Mechanical PHS | 62 | 223 |  |  | 1971 | ENERGA OZE |  | DOE database
Poland | Zydowo | Zydowo H2 | Operational | Mechanical | PHS | Mechanical PHS | 61.6 | 223 |  |  | 1971 | ENERGA OZE |  | DOE database
Poland | Zabrodzie | Solina Hydrozespol H3 | Operational | Mechanical | PHS | Mechanical PHS | 31 | 313 |  |  | 1968 | PGE (Polska Grupa Energetyczna) |  | DOE database
Poland | Zabrodzie | Solina Hydrozespol H4 | Operational | Mechanical | PHS | Mechanical PHS | 31 | 313 |  |  | 1968 | PGE (Polska Grupa Energetyczna) |  | DOE database
Poland | Dychów | Dychow H2 | Operational | Mechanical | PHS | Mechanical PHS | 29 | 84 |  |  | 1936 | PGE (Polska Grupa Energetyczna) | https://sandia.gov/ess-ssl/gesdb/public/projects.html#187 | DOE database
Poland | Dychów | Dychow H1 | Operational | Mechanical | PHS | Mechanical PHS | 28 | 83 |  |  | 1936 | PGE (Polska Grupa Energetyczna) | https://sandia.gov/ess-ssl/gesdb/public/projects.html#190 | DOE database
Poland | Dychów | Dychow H3 | Operational | Mechanical | PHS | Mechanical PHS | 28 | 83 |  |  | 1936 | PGE (Polska Grupa Energetyczna) |  | DOE database
Poland | Tresna | Tresna | Operational | Mechanical | PHS | Mechanical PHS | 21 |  |  |  | 1966 | PGE (Polska Grupa Energetyczna) |  | DOE database
Poland |  |  | Operational | Electrochemical | Li-ion | Electrochemical Li-ion | 1.26 | 2.52 |  |  | 2018 | BYD |  | DOE database
Portugal | Pisões | Alto Rabagão 2 | Operational | Mechanical | PHS | Mechanical PHS |  | - |  |  | 1965 | EDP |  | DOE database
Portugal | Frades | Frades II Pumped Hydro Station - Voith | Operational | Mechanical | PHS | Mechanical PHS | 778 |  |  |  | 2016 | EDP | https://sandia.gov/ess-ssl/gesdb/public/projects.html#252 | DOE database
Portugal | Vieira do Minho | Venda Nova III Pumped Hydro Station | Operational | Mechanical | PHS | Mechanical PHS | 736 |  |  |  | 2016 | EDP |  | DOE database
Portugal |  | Carvão-Ribeira | Announced | Mechanical | PHS | Mechanical PHS | 550 |  |  |  |  | EDP | https://sandia.gov/ess-ssl/gesdb/public/projects.html#270 | DOE database
Portugal | Salamonde | Salamonde-2 | Operational | Mechanical | PHS | Mechanical PHS | 224 | 13300 |  |  | 2016 | EDP |  | DOE database
Portugal |  | Gouvaes-Padroselos (Alto Tamega) 1 | Under construction | Mechanical | PHS | Mechanical PHS | 220 |  |  |  | 2023 | Iberdrola | https://sandia.gov/ess-ssl/gesdb/public/projects.html#283 | DOE database
Portugal |  | Gouvaes-Padroselos (Alto Tamega) 2 | Under construction | Mechanical | PHS | Mechanical PHS | 220 |  |  |  | 2023 | Iberdrola |  | DOE database
Portugal |  | Gouvaes-Padroselos (Alto Tamega) 3 | Under construction | Mechanical | PHS | Mechanical PHS | 220 |  |  |  | 2023 | Iberdrola |  | DOE database
Portugal |  | Gouvaes-Padroselos (Alto Tamega) 4 | Under construction | Mechanical | PHS | Mechanical PHS | 220 |  |  |  | 2023 | Iberdrola | DOE Global Energy Storage Database (sandia.gov) | DOE database
Portugal | Torrão | Torrão | Operational | Mechanical | Undefined | Mechanical Undefined | 140 | 6630 |  |  | 1988 | EDP |  | DOE database
Portugal |  | Foz Tua 1 | Operational | Mechanical | PHS | Mechanical PHS | 135 | 7000 |  |  | 2018 | EDP |  | DOE database
Portugal |  | Foz Tua 2 | Operational | Mechanical | PHS | Mechanical PHS | 135 |  |  |  | 2018 | EDP |  | DOE database
Portugal | Alqueva | Alqueva-2-G3 | Operational | Mechanical | PHS | Mechanical PHS | 128.7 | 440000 |  |  | 2012 | EDP |  | DOE database
Portugal | Alqueva | Alqueva-2-G4 | Operational | Mechanical | PHS | Mechanical PHS | 128.7 | - |  |  | 2012 | EDP |  | DOE database
Portugal | Alqueva | Alqueva-G1 | Operational | Mechanical | PHS | Mechanical PHS | 120 | - |  |  | 2004 | EDP |  | DOE database
Portugal | Alqueva | Alqueva-G2 | Operational | Mechanical | PHS | Mechanical PHS | 120 | - |  |  | 2004 | EDP | https://sandia.gov/ess-ssl/gesdb/public/projects.html#314 | DOE database
Portugal |  | Venda Nova-2 (Frades)-1 | Operational | Mechanical | PHS | Mechanical PHS | 97.8 | - |  |  | 2005 | EDP |  | DOE database
Portugal |  | Venda Nova-2 (Frades)-2 | Operational | Mechanical | PHS | Mechanical PHS | 97.8 | - |  |  | 2005 | EDP |  | DOE database
Portugal | Aguieira | Aguieira-1 | Operational | Mechanical | PHS | Mechanical PHS | 90 | 39200 |  |  | 1981 | EDP |  | DOE database
Portugal | Aguieira | Aguieira-2 | Operational | Mechanical | PHS | Mechanical PHS | 90 | - |  |  | 1981 | EDP |  | DOE database
Portugal | Aguieira | Aguieira-3 | Operational | Mechanical | PHS | Mechanical PHS | 90 | - |  |  | 1981 | EDP |  | DOE database
Portugal |  | Baixo Sabor-1 | Operational | Mechanical | PHS | Mechanical PHS | 76.5 | 42460 |  |  | 2016 | EDP |  | DOE database
Portugal |  | Baixo Sabor-2 | Operational | Mechanical | PHS | Mechanical PHS | 76.5 | - |  |  | 2016 | EDP |  | DOE database
Portugal | Vilarinho das Furnas | Vilarinho Furnas-1 | Operational | Mechanical | PHS | Mechanical PHS | 69 | 108200 |  |  | 1972 | EDP | https://sandia.gov/ess-ssl/gesdb/public/projects.html#372 | DOE database
Portugal | Pisões | Alto Rabagão 1 | Operational | Mechanical | PHS | Mechanical PHS | 36 | 202400 |  |  | 1964 | EDP | https://sandia.gov/ess-ssl/gesdb/public/projects.html#376 | DOE database
Portugal | Madeira | Inverno dos Socorridos | Operational | Mechanical | Undefined | Mechanical Undefined | 24 | 8 |  |  | 1994 | EEM |  | DOE database
Portugal |  | Baixo Sabor-3 | Operational | Mechanical | PHS | Mechanical PHS | 18 | - |  |  | 2016 | EDP | https://sandia.gov/ess-ssl/gesdb/public/projects.html#381 | DOE database
Portugal |  | Baixo Sabor-4 | Operational | Mechanical | PHS | Mechanical PHS | 18 | - |  |  | 2016 | EDP | https://sandia.gov/ess-ssl/gesdb/public/projects.html#384 | DOE database
Portugal | Graciosa | Graciosa Project - Younicos & Recharge | Operational | Electrochemical | Li-ion | Electrochemical Li-ion | 6 | 3.18 |  |  | 2016-12-31 | younicos |  | DOE database
Portugal | Alverca do Ribatejo | Ribatejo | Announced | Chemical | P2G | Chemical P2G | 1 | 12 |  |  |  | EDP |  | DOE database
Portugal | Flores (The Azores) | Flores (the Azores) PowerStore Flywheel Project - Flywheel-Based Grid Stabilizing Generator | Operational | Mechanical | Flywheel | Mechanical Flywheel | 0.5 |  |  |  | 2005 | Electricidade dos Azores (EDA) |  | DOE database
Portugal | Graciosa (The Azores) | Graciosa (the Azores) PowerStore Flywheel Project - Stabilize Voltage and Frequency, hold 18 MWs | Operational | Mechanical | Flywheel | Mechanical Flywheel | 0.5 |  |  |  | 2005 | Electricidade dos Azores (EDA) | https://sandia.gov/ess-ssl/gesdb/public/projects.html#393 | DOE database
Portugal | Evora | PVCROPS Evora Demonstration Flow Battery Project | Operational | Electrochemical | Redox flow Vanadium | Electrochemical Redox flow Vanadium | 0.005 | 0.06 |  |  | 2013 | University of Evora |  | DOE database
Romania | Tarnita | Tarnita-Lapustesti-1-2 | Authorized | Mechanical | PHS | Mechanical PHS | 500 |  |  |  | 2025 | Hidroelectrica |  | DOE database
Romania | Tarnita | Tarnita-Lapustesti-3-4 | Authorized | Mechanical | PHS | Mechanical PHS | 500 |  |  |  | 2025 | Hidroelectrica |  | DOE database
Romania | Sprâncenata | Frunzaru Reversible Pump Hydro Power Station | Operational | Mechanical | PHS | Mechanical PHS | 53 |  |  |  | 1990 | Hidroelectrica |  | DOE database
Romania |  | Petrimanu | Operational | Mechanical | PHS | Mechanical PHS | 31.5 |  |  |  | 1977 | Hidroelectrica |  | DOE database
Romania |  | Islaz (Izbiceni – Danube) | Bidding process | Mechanical | PHS | Mechanical PHS | 28.8 |  |  |  |  | Hidroelectrica |  | DOE database
Romania |  | Jidoaia | Operational | Mechanical | PHS | Mechanical PHS | 21 |  |  |  | 1977 | Hidroelectrica | https://sandia.gov/ess-ssl/gesdb/public/projects.html#465 | DOE database
Romania |  | Cugir (Oasa lake) | Operational | Mechanical | PHS | Mechanical PHS | 20 |  |  |  |  | Hidroelectrica |  | DOE database
Romania |  | Secuieu (Dragan lake) | Operational | Mechanical | PHS | Mechanical PHS | 10 |  |  |  |  | Hidroelectrica |  | DOE database
Romania |  | Lotru | Operational | Mechanical | PHS | Mechanical PHS | 9 |  |  |  | 1979 | Hidroelectrica |  | DOE database
Romania |  | Stocare project | Operational | Electrochemical | Unknown | Electrochemical Unknown | 1 |  |  |  | 2018 | EDPR |  | DOE database
Romania | Bucharest | Actavis Calnetix (formerly VYCON) Flywheel - 300 kW | Operational | Mechanical | Flywheel | Mechanical Flywheel | 0.3 |  |  |  | 2011+ | Actavis |  | DOE database
Slovakia | Trencin | Liptovská Mara | Operational | Mechanical | PHS | Mechanical PHS | 198 |  | 110 kV | SSD, a.s. | 1975 | Slovenské Elektrarne |  | DOE database
Slovakia | Trencin | Cierny Vah-1 | Operational | Mechanical | PHS | Mechanical PHS | 122.5 | 605 | 400 kV | SEPS | 1982 | Slovenské Elektrarne | DOE Global Energy Storage Database (sandia.gov) | DOE database
Slovakia | Trencin | Cierny Vah-2 | Operational | Mechanical | PHS | Mechanical PHS | 122.5 | 605 | 400 kV | SEPS | 1982 | Slovenské Elektrarne | DOE Global Energy Storage Database (sandia.gov) | DOE database
Slovakia | Trencin | Cierny Vah-3 | Operational | Mechanical | PHS | Mechanical PHS | 122.5 | 605 | 400 kV | SEPS | 1982 | Slovenské Elektrarne | https://sandia.gov/ess-ssl/gesdb/public/projects.html#522 | DOE database
Slovakia | Trencin | Cierny Vah-4 | Operational | Mechanical | PHS | Mechanical PHS | 122.5 | 605 | 400 kV | SEPS | 1982 | Slovenské Elektrarne | DOE Global Energy Storage Database (sandia.gov) | DOE database
Slovakia | Trencin | Cierny Vah-5 | Operational | Mechanical | PHS | Mechanical PHS | 122.5 | 605 | 400 kV | SEPS | 1982 | Slovenské Elektrarne | DOE Global Energy Storage Database (sandia.gov) | DOE database
Slovakia | Trencin | Cierny Vah-6 | Operational | Mechanical | PHS | Mechanical PHS | 122.5 | 605 | 400 kV | SEPS | 1982 | Slovenské Elektrarne | https://sandia.gov/ess-ssl/gesdb/public/projects.html#531 | DOE database
Slovakia |  | Ruzin | Operational | Mechanical | PHS | Mechanical PHS | 60 |  | 110 kV | VSD, a.s. | 1972 | Slovenské Elektrarne | https://sandia.gov/ess-ssl/gesdb/public/projects.html#536 | DOE database
Slovakia |  | Dobsina | Operational | Mechanical | PHS | Mechanical PHS | 24 |  | 110 kV | VSD, a.s. | 1953 | Slovenské Elektrarne |  | DOE database
Slovakia | Zdiar, reg. Poprad | Zdiar - Bachledova dolina | Announced | Electrochemical | Li-ion | Electrochemical Li-ion | 0.6 | 1.2 | 22 kV | VSD, a.s. (regional DSO) |  | VSD, a.s. |  | DOE database
Slovakia |  | Dobsina III | Operational | Mechanical | PHS | Mechanical PHS | 0.32 |  | 22 kV | VSD, a.s. | 2014 | Slovenské Elektrarne |  | DOE database
Slovenia |  | Kozjak-HSE | Announced | Mechanical | PHS | Mechanical PHS | 420 | 5894 | 400 kV | ELES | after 2030 | DEM |  | DOE database
Slovenia | Avče | Avče | Operational | Mechanical | PHS | Mechanical PHS | 185 | 2596 | 110 kV | ELES | 2009 | SENG | DOE Global Energy Storage Database (sandia.gov) | DOE database
Slovenia | Jelenice | Jelenice | Operational | Electrochemical | Li-ion | Electrochemical Li-ion | 12.6 | 22 |  |  | 2019-09-10 | NGEN | https://sandia.gov/ess-ssl/gesdb/public/projects.html#594 | DOE database
Slovenia | Okroglo | BESS Okroglo | Announced | Electrochemical | Li-ion | Electrochemical Li-ion | 5 | 25 | 110 kV | ELES | 2020 | ELES | DOE Global Energy Storage Database (sandia.gov) | DOE database
Slovenia | Pekre | BESS Pekre | Announced | Electrochemical | Li-ion | Electrochemical Li-ion | 5 | 25 | 110 kV | ELES | 2020 | ELES |  | DOE database
Slovenia | Ljubljana | BESS NEDO Ljubljana | Announced | Electrochemical | Li-ion | Electrochemical Li-ion | 4 | 8 | 20 kV | SODO | 2020 | ELES, Elektro Ljubljana | https://sandia.gov/ess-ssl/gesdb/public/projects.html#602 | DOE database
Slovenia | Idrija | BESS NEDO Idrija | Announced | Electrochemical | Lead-acid + Li-ion | Electrochemical Lead-acid + Li-ion | 1 | 1.23 | 20 kV | SODO | 2020 | ELES, Elektro Primorska |  | DOE database
Slovenia | Trojane | Imergy Trojane Project | Announced | Electrochemical | Redox flow Vanadium | Electrochemical Redox flow Vanadium | 0.01 | 0.045 |  |  | 2015+ | Elektro Ljubljana | https://sandia.gov/ess-ssl/gesdb/public/projects.html#606 | DOE database
Spain | Mont-Negre | Mequinenza | Announced | Mechanical | PHS | Mechanical PHS | 3300 | 75110 |  |  | 2020 | INGENIERIA PONTIFICIA S.L. | DOE Global Energy Storage Database (sandia.gov) | DOE database
Spain | Cortes-La Muela | La Muela pumped-storage plant | Operational | Mechanical | PHS | Mechanical PHS | 2000 |  |  |  | 2013 | Iberdrola |  | DOE database
Spain | Girones | Girones | Announced | Mechanical | PHS | Mechanical PHS | 2000 |  |  |  | 2027 | Grupo Romero Polo | https://sandia.gov/ess-ssl/gesdb/public/projects.html#700 | DOE database
Spain | Duero | Aldeadávila Hydro Power Station | Operational | Mechanical | PHS | Mechanical PHS | 1139 |  |  |  | 1986 | Iberdrola |  | DOE database
Spain | Raimats | Raimats | Announced | Mechanical | PHS | Mechanical PHS | 1061 |  |  |  | 2027 | Grupo Romero Polo |  | DOE database
Spain | Cantabria/Palencia | Aguayo-Aguilar (expansion) | Bidding process | Mechanical | PHS | Mechanical PHS | 1000 |  |  |  |  | Repsol |  | DOE database
Spain | Navaleo | Leon | Announced | Mechanical | PHS | Mechanical PHS | 550 | 3600 |  |  | 2023 | CDR TREMOR, S.L |  | DOE database
Spain | Capdella | Estany Gento/Sallente Pumped Storage Power Plant | Operational | Mechanical | PHS | Mechanical PHS | 468 |  |  |  | 1985 | Endesa |  | DOE database
Spain | Cantabria/Palencia | Aguayo I Pumped Storage Power Plant | Operational | Mechanical | PHS | Mechanical PHS | 360 |  |  |  | 1982 | E·ON España |  | DOE database
Spain | Vélez de Benaudalla, El Pinar, El Valle y Órgiva. | “Los Guajares”, | Announced | Mechanical | PHS | Mechanical PHS | 356.872 |  |  |  |  | VM Energía |  | DOE database
Spain | Volariño de Cons | Conso II | Announced | Mechanical | PHS | Mechanical PHS | 300 |  |  |  |  | Iberderola Generación |  | DOE database
Spain | Leon | P-PHES CUA | Announced | Mechanical | PHS | Mechanical PHS | 235 | 1620 |  |  | 2028 | CENTRAL DEPURADORA REVERSIBLE DEL RIO CUA, S.L. |  | DOE database
Spain | Volariño de Cons | Conso Hydroelectric Power Station | Operational | Mechanical | PHS | Mechanical PHS | 228 |  |  |  | 1975 | Iberdrola |  | DOE database
Spain | Valdecanas | Valdencanas Hydroelectric Power Station | Operational | Mechanical | PHS | Mechanical PHS | 225 |  |  |  | 1964 | Iberdrola | https://sandia.gov/ess-ssl/gesdb/public/projects.html#785 | DOE database
Spain | Cortes de Pallas | La Muela de Cortes Jucar-2 GR 5 | Operational | Mechanical | PHS | Mechanical PHS | 220.85 | 3592 |  |  | 2013 | Iberdrola | DOE Global Energy Storage Database (sandia.gov) | DOE database
Spain | Cortes de Pallas | La Muela de Cortes Jucar-2 GR 7 | Operational | Mechanical | PHS | Mechanical PHS | 219.45 | 3569 |  |  | 2013 | Iberdrola |  | DOE database
Spain | Cortes de Pallas | La Muela de Cortes Jucar-2 GR 4 | Operational | Mechanical | PHS | Mechanical PHS | 218.9 | 3560 |  |  | 2013 | Iberdrola | https://sandia.gov/ess-ssl/gesdb/public/projects.html#802 | DOE database
Spain | Cortes de Pallas | La Muela de Cortes Jucar-2 GR 6 | Operational | Mechanical | PHS | Mechanical PHS | 218.75 | 3557 |  |  | 2013 | Iberdrola | https://sandia.gov/ess-ssl/gesdb/public/projects.html#803 | DOE database
Spain | Guillena | Guillena Hydroelectric Power Station | Operational | Mechanical | PHS | Mechanical PHS | 215 |  |  |  | 1973 | Endesa | https://sandia.gov/ess-ssl/gesdb/public/projects.html#804 | DOE database
Spain | Cortes de Pallas | La Muela de Cortes Jucar-1.1 | Operational | Mechanical | PHS | Mechanical PHS | 209.45 | 3406 |  |  | 1989 | Iberdrola | https://sandia.gov/ess-ssl/gesdb/public/projects.html#818 | DOE database
Spain | Cortes de Pallas | La Muela de Cortes Jucar-1.2 | Operational | Mechanical | PHS | Mechanical PHS | 209.45 | 3406 |  |  | 1989 | Iberdrola | DOE Global Energy Storage Database (sandia.gov) | DOE database
Spain | Cortes de Pallas | La Muela de Cortes Jucar-1.3 | Operational | Mechanical | PHS | Mechanical PHS | 209.45 | 3406 |  |  | 1989 | Iberdrola |  | DOE database
Spain | Gran Canaria | Chira Soria | Authorized | Mechanical | PHS | Mechanical PHS | 200 |  |  |  | 2025 - 2026 | REE | DOE Global Energy Storage Database (sandia.gov) | DOE database
Spain | Teruel | Teruel | Announced | Electrochemical | Unknown | Electrochemical Unknown | 159.3 |  |  |  |  | Endesa | https://sandia.gov/ess-ssl/gesdb/public/projects.html#826 | DOE database
Spain | Villarino de los Aires | Villarino Tormes 5 | Operational | Mechanical | PHS | Mechanical PHS | 148.95 |  |  |  | 1976 | Iberdrola | DOE Global Energy Storage Database (sandia.gov) | DOE database
Spain | Villarino de los Aires | Villarino Tormes 6 | Operational | Mechanical | PHS | Mechanical PHS | 148.61 |  |  |  | 1977 | Iberdrola |  | DOE database
Spain | Villarino de los Aires | Villarino Tormes 1 | Operational | Mechanical | PHS | Mechanical PHS | 138.9 |  |  |  | 1970 | Iberdrola |  | DOE database
Spain | Villarino de los Aires | Villarino Tormes 4 | Operational | Mechanical | PHS | Mechanical PHS | 138.72 |  |  |  | 1970 | Iberdrola |  | DOE database
Spain | Villarino de los Aires | Villarino Tormes 3 | Operational | Mechanical | PHS | Mechanical PHS | 138.3 |  |  |  | 1970 | Iberdrola | https://sandia.gov/ess-ssl/gesdb/public/projects.html#836 | DOE database
Spain | Villarino de los Aires | Villarino Tormes 2 | Operational | Mechanical | PHS | Mechanical PHS | 137.4 |  |  |  | 1970 | Iberdrola | https://sandia.gov/ess-ssl/gesdb/public/projects.html#843 | DOE database
Spain | Torrejon | Torrejon Hydroelectric Power Station | Operational | Mechanical | PHS | Mechanical PHS | 132 |  |  |  | 1966 | Iberdrola | https://sandia.gov/ess-ssl/gesdb/public/projects.html#844 | DOE database
Spain | Vilarino de Conso | Soutelo Cenza 1 | Operational | Mechanical | PHS | Mechanical PHS | 131.96 |  |  |  | 1994 | Iberdrola |  | DOE database
Spain | Guijo de Granadilla | Gabriel y Galán Alagón | Operational | Mechanical | PHS | Mechanical PHS | 110 |  |  |  | 1982 | Iberdrola |  | DOE database
Spain | Huesca | Central Hidroelectrica de IP Bombeo | Operational | Mechanical | PHS | Mechanical PHS | 99 |  |  |  | 2009 | Acciona |  | DOE database
Spain | Ardales | Tajo de la encantada 1 | Operational | Mechanical | PHS | Mechanical PHS | 96.74 | 256 |  |  | 1977 | Enel | DOE Global Energy Storage Database (sandia.gov) | DOE database
Spain | Ardales | Tajo de la encantada 4 | Operational | Mechanical | PHS | Mechanical PHS | 96.09 | 254 |  |  | 1977 | Enel |  | DOE database
Spain | Ardales | Tajo de la encantada 2 | Operational | Mechanical | PHS | Mechanical PHS | 94.55 | 250 |  |  | 1977 | Enel | DOE Global Energy Storage Database (sandia.gov) | DOE database
Spain | San Miguel de Aguayo | Aguayo 4 | Operational | Mechanical | PHS | Mechanical PHS | 90.71 | 930 |  |  | 1983 | Viesgo | https://sandia.gov/ess-ssl/gesdb/public/projects.html#868 | DOE database
Spain | San Miguel de Aguayo | Aguayo 3 | Operational | Mechanical | PHS | Mechanical PHS | 90.56 | 929 |  |  | 1983 | Viesgo |  | DOE database
Spain | San Miguel de Aguayo | Aguayo 1 | Operational | Mechanical | PHS | Mechanical PHS | 90.06 | 924 |  |  | 1982 | Viesgo |  | DOE database
Spain | Tavascan | Cardos Valley Hydroelectric Complex - Montamara Power Station | Operational | Mechanical | PHS | Mechanical PHS | 90 |  |  |  | 1971 | ENEL SPA | https://sandia.gov/ess-ssl/gesdb/public/projects.html#878 | DOE database
Spain | Ardales | Tajo de la encantada 3 | Operational | Mechanical | PHS | Mechanical PHS | 89.5 | 237 |  |  | 1977 | Enel | DOE Global Energy Storage Database (sandia.gov) | DOE database
Spain | San Miguel de Aguayo | Aguayo 2 | Operational | Mechanical | PHS | Mechanical PHS | 89.27 | 915 |  |  | 1982 | Viesgo | https://sandia.gov/ess-ssl/gesdb/public/projects.html#882 | DOE database
Spain | Huesca | Ibón de Ip Hydroelectric Power Station | Operational | Mechanical | PHS | Mechanical PHS | 88.5 |  |  |  | 1969 | Acciona Energy |  | DOE database
Spain | Vilarino de Conso | Soutelo Cenza 2 | Operational | Mechanical | PHS | Mechanical PHS | 81.68 |  |  |  | 1994 | Iberdrola |  | DOE database
Spain | Manzaneda | Puente Bibey 4 | Operational | Mechanical | PHS | Mechanical PHS | 76.23 |  |  |  | 1964 | Iberdrola | DOE Global Energy Storage Database (sandia.gov) | DOE database
Spain | Montanuy | Moralets 1 | Operational | Mechanical | PHS | Mechanical PHS | 73.42 | 9045 |  |  | 1985 | Enel | https://sandia.gov/ess-ssl/gesdb/public/projects.html#891 | DOE database
Spain | Montanuy | Moralets 3 | Operational | Mechanical | PHS | Mechanical PHS | 72.9 | 8981 |  |  | 1985 | Enel | https://sandia.gov/ess-ssl/gesdb/public/projects.html#894 | DOE database
Spain | Montanuy | Moralets 2 | Operational | Mechanical | PHS | Mechanical PHS | 72.82 | 8972 |  |  | 1985 | Enel | https://sandia.gov/ess-ssl/gesdb/public/projects.html#895 | DOE database
Spain | Manzaneda | Puente Bibey 1 | Operational | Mechanical | PHS | Mechanical PHS | 71 |  |  |  | 1964 | Iberdrola |  | DOE database
Spain | Manzaneda | Puente Bibey 2 | Operational | Mechanical | PHS | Mechanical PHS | 71 |  |  |  | 1964 | Iberdrola |  | DOE database
Spain | Manzaneda | Puente Bibey 3 | Operational | Mechanical | PHS | Mechanical PHS | 71 |  |  |  | 1964 | Iberdrola | DOE Global Energy Storage Database (sandia.gov) | DOE database
Spain | Sobrescobio | Tanes 1 | Operational | Mechanical | PHS | Mechanical PHS | 62.35 |  |  |  | 1978 | HC Energia |  | DOE database
Spain | Sobrescobio | Tanes 2 | Operational | Mechanical | PHS | Mechanical PHS | 61.82 |  |  |  | 1978 | HC Energia |  | DOE database
Spain | Lladorre | Tavascan superior 1 | Operational | Mechanical | PHS | Mechanical PHS | 59.53 |  |  |  | 1971 | Enel |  | DOE database
Spain | Lladorre | Tavascan superior 2 | Operational | Mechanical | PHS | Mechanical PHS | 59.53 |  |  |  | 1971 | Enel |  | DOE database
Spain | Guijo de Granadilla | Guijo de Granadilla Hydroelectric Power Station | Operational | Mechanical | PHS | Mechanical PHS | 54 |  | Transmission |  | 1982 | Iberdrola | https://sandia.gov/ess-ssl/gesdb/public/projects.html#965 | DOE database
Spain | Pastrana | Bolarque II GR 1 | Operational | Mechanical | PHS | Mechanical PHS | 52 | 350 |  |  | 1973 | Naturgy |  | DOE database
Spain | Pastrana | Bolarque II GR 2 | Operational | Mechanical | PHS | Mechanical PHS | 52 | 350 |  |  | 1973 | Naturgy | https://sandia.gov/ess-ssl/gesdb/public/projects.html#988 | DOE database
Spain | Pastrana | Bolarque II GR 3 | Operational | Mechanical | PHS | Mechanical PHS | 52 | 350 |  |  | 1973 | Naturgy |  | DOE database
Spain | Pastrana | Bolarque II GR 4 | Operational | Mechanical | PHS | Mechanical PHS | 52 | 350 |  |  | 1973 | Naturgy | https://sandia.gov/ess-ssl/gesdb/public/projects.html#996 | DOE database
Spain | Aldeire Granada | Andasol-3 | Operational | Thermal | Molten salts | Thermal Molten salts | 50 | 375 |  | Endesa | 2011-08-31 | Ferrostaall AG | https://sandia.gov/ess-ssl/gesdb/public/projects.html#999 | DOE database
Spain | Morón de la Frontera Sevilla | Arenales | Operational | Thermal | Molten salts | Thermal Molten salts | 50 | 350 |  |  | 2013-11-30 | OHL |  | DOE database
Spain | Alcázar de San Juan Ciudad Real | Aste 1A | Operational | Thermal | Molten salts | Thermal Molten salts | 50 | 400 |  |  | 2012-12-31 | Elecnor |  | DOE database
Spain | Alcázar de San Juan Ciudad Real | Aste 2A | Operational | Thermal | Molten salts | Thermal Molten salts | 50 | 400 |  |  | 2012-12-31 | Elecnor |  | DOE database
Spain | Olivenza Badajoz | Astexol II | Operational | Thermal | Molten salts | Thermal Molten salts | 50 | 400 |  |  | 2012-12-31 | Elecnor |  | DOE database
Spain | Valdeobispo, Caceres | Caceres Solar Power Plant | Operational | Thermal | Molten salts | Thermal Molten salts | 50 | 375 |  |  | 2013-03-01 | ACS - COBRA group |  | DOE database
Spain | Talarrubias Badajoz | Casablanca | Operational | Thermal | Molten salts | Thermal Molten salts | 50 | 375 |  | Endesa | 2013-12-31 | ACS - COBRA group |  | DOE database
Spain | Torre de Miguel Sesmero Badajoz | Extresol-1 | Operational | Thermal | Molten salts | Thermal Molten salts | 50 | 375 |  | Endesa | 2010-12-31 | Cobra O&M | DOE Global Energy Storage Database (sandia.gov) | DOE database
Spain | Torre de Miguel Sesmero Badajoz | Extresol-3 | Operational | Thermal | Molten salts | Thermal Molten salts | 50 | 375 |  | Endesa | 2012-12-31 | Cobra O&M | https://sandia.gov/ess-ssl/gesdb/public/projects.html#1042 | DOE database
Spain | Posadas Córdoba | La africana | Operational | Thermal | Molten salts | Thermal Molten salts | 50 | 375 |  | Endesa | 2012-11-21 | Ortiz/TSK/Magtel |  | DOE database
Spain | Badajoz Badajoz | La Florida | Operational | Thermal | Molten salts | Thermal Molten salts | 50 | 375 |  |  | 2010-06-30 | Renovables SAMCA |  | DOE database
Spain | Alcazar de San Juan Ciudad Real | Manchasol-2 | Operational | Thermal | Molten salts | Thermal Molten salts | 50 | 375 |  | Union Fenosa | 2011-04-30 | Cobra O&M |  | DOE database
Spain | Navalvillar de Pela Badajoz | Termosol 1 | Operational | Thermal | Molten salts | Thermal Molten salts | 50 | 450 |  |  | 2013-03-31 | NextEra, FPL | DOE Global Energy Storage Database (sandia.gov) | DOE database
Spain | Navalvillar de Pela Badajoz | Termosol 2 | Operational | Thermal | Molten salts | Thermal Molten salts | 50 | 450 |  |  | 2013-03-31 | NextEra, FPL | https://sandia.gov/ess-ssl/gesdb/public/projects.html#1065 | DOE database
Spain | Aldeire Granada | Andasol-1 | Operational | Thermal | Molten salts | Thermal Molten salts | 49.9 | 374.25 |  | Endesa | 2008-11-26 | Cobra O&M |  | DOE database
Spain | Aldeire Granada | Andasol-2 | Operational | Thermal | Molten salts | Thermal Molten salts | 49.9 | 374.25 |  | Endesa | 2009-06-30 | Cobra O&M |  | DOE database
Spain | San josé del Valle Cadiz | Arcosol 50 (Valle 1) | Operational | Thermal | Molten salts | Thermal Molten salts | 49.9 | 374.25 |  |  | 2011-12-31 | Torresol |  | DOE database
Spain | Torre de Miguel Sesmero Badajoz | Extresol-2 | Operational | Thermal | Molten salts | Thermal Molten salts | 49.9 | 374.25 |  | Endesa | 2009-11-12 | Cobra O&M |  | DOE database
Spain | La Garrovilla Badajoz | La Dehesa | Operational | Thermal | Molten salts | Thermal Molten salts | 49.9 | 374.25 |  |  | 2011-02-28 | Renovables SAMCA |  | DOE database
Spain | Alcazar de San Juan Ciudad Real | Manchasol-1 | Operational | Thermal | Molten salts | Thermal Molten salts | 49.9 | 374.25 |  | Union Fenosa | 2011-12-31 | Cobra O&M |  | DOE database
Spain | San José del Valle Cádiz | Termesol 50 (Valle 2) | Operational | Thermal | Molten salts | Thermal Molten salts | 49.9 | 374.25 |  |  | 2011-12-31 | Torresol |  | DOE database
Spain | Lladorre | Montamara 2 | Operational | Mechanical | PHS | Mechanical PHS | 46.53 |  |  |  | 1974 | Enel |  | DOE database
Spain | Lladorre | Montamara 1 | Operational | Mechanical | PHS | Mechanical PHS | 45.89 |  |  |  | 1974 | Enel |  | DOE database
Spain | Villacampo | Villalcampo I Duero 1 | Operational | Mechanical | PHS | Mechanical PHS | 32 |  |  |  | 1949 | Iberdrola |  | DOE database
Spain | Villacampo | Villalcampo I Duero 2 | Operational | Mechanical | PHS | Mechanical PHS | 32 |  |  |  | 1949 | Iberdrola |  | DOE database
Spain | Villacampo | Villalcampo I Duero 3 | Operational | Mechanical | PHS | Mechanical PHS | 32 |  |  |  | 1949 | Iberdrola |  | DOE database
Spain | Calasparra Murcia | Puerto Errado 2 | Operational | Thermal | STES | Thermal STES | 30 | 15 |  | REE / Iberdrola | 2012-03-31 | Novatec Biosol AG |  | DOE database
Spain | Carboneras | Carboneras BESS | Bidding process | Electrochemical | Unknown | Electrochemical Unknown | 20 |  |  | Endesa | 2018 | Enel |  | DOE database
Spain | Sevilla | Planta solar 20 | Operational | Thermal | STES | Thermal STES | 20 | 20 |  | Elerctric market /Endesa | 2009-04-22 | Abengoa Solar | https://sandia.gov/ess-ssl/gesdb/public/projects.html#1097 | DOE database
Spain | Fuentes de Andalucía | Gemasolar | Operational | Thermal | Molten salts | Thermal Molten salts | 19.9 | 298.5 |  |  | 2011-12-31 | Torresol |  | DOE database
Spain | Cazalla Sierra | Pintado Hydroelectric Power Station | Operational | Mechanical | PHS | Mechanical PHS | 14 |  |  |  | 1966 | Endesa |  | DOE database
Spain | Pastrana | Bolarque I GR 1 | Operational | Mechanical | PHS | Mechanical PHS | 13.99 |  |  |  | 1954 | Naturgy | https://sandia.gov/ess-ssl/gesdb/public/projects.html#1100 | DOE database
Spain | Pastrana | Bolarque I GR 2 | Operational | Mechanical | PHS | Mechanical PHS | 13.95 |  |  |  | 1955 | Naturgy |  | DOE database
Spain | El Hierro | El Hierro Hydro-Wind Plant | Operational | Mechanical | PHS | Mechanical PHS | 11.3 |  | Primary Distribution |  | 2014 | Endesa, Canary Island Council |  | DOE database
Spain | Sevilla | Planta solar 10 | Operational | Thermal | STES | Thermal STES | 11 | 11 |  | Elerctric market /Endesa | 2005-06-25 | Abengoa Solar |  | DOE database
Spain | Bielsa | Urdiceto Hydroelectric Power Station | Operational | Mechanical | PHS | Mechanical PHS | 7.2 |  |  |  | 1929 | Iberdrola | https://sandia.gov/ess-ssl/gesdb/public/projects.html#1112 | DOE database
Spain | Puertollano | Puertollano | Submitted | Electrochemical | Unknown | Electrochemical Unknown | 5 | 20 |  |  |  | Iberdrola | https://sandia.gov/ess-ssl/gesdb/public/projects.html#1115 | DOE database
Spain | Aguilar de Campoo | Aguilar 2 | Operational | Mechanical | PHS | Mechanical PHS | 4.91 |  |  |  | 1964 | Viesgo | https://sandia.gov/ess-ssl/gesdb/public/projects.html#1116 | DOE database
Spain | Aguilar de Campoo | Aguilar 1 | Operational | Mechanical | PHS | Mechanical PHS | 4.9 |  |  |  | 1964 | Viesgo |  | DOE database
Spain | Endesa STORE: La Palma Project - Ingeteam | La Palma | Operational | Electrochemical | Electrochemical Capacitors | Electrochemical Electrochemical Capacitors | 4 | 20 |  |  | 2013 | Endesa | https://sandia.gov/ess-ssl/gesdb/public/projects.html#1123 | DOE database
Spain | Gobantes | Gobantes Hydroelectric Power Station | Operational | Mechanical | PHS | Mechanical PHS | 3.6 |  | Transmission |  | 1955 | Endesa | https://sandia.gov/ess-ssl/gesdb/public/projects.html#1127 | DOE database
Spain | Tias | Lanzarote PowerStore Flywheel Project - 18 MWs of energy | Operational | Mechanical | Flywheel | Mechanical Flywheel | 1.6 |  | Primary Distribution |  | 2012 | Red Electrica Espana (REE) |  | DOE database
Spain | Calasparra | Puerto Errado 1 Thermosolar Power Plant | Operational | Thermal | Molten salts | Thermal Molten salts | 1.4 | 0.7 |  |  | 2009 | Novatec Solar España S.L. |  | DOE database
Spain | Barasoain | Barasoain BESS | Operational | Electrochemical | Li-ion | Electrochemical Li-ion | 1 | 0.39 |  |  | 2013 | ACCIONA windpower | https://sandia.gov/ess-ssl/gesdb/public/projects.html#1132 | DOE database
Spain | Navarra | Barasoain Experimental Wind Farm I | Operational | Electrochemical | Li-ion | Electrochemical Li-ion | 1 | 0.39 |  |  | 2017-09-01 | Acciona | https://sandia.gov/ess-ssl/gesdb/public/projects.html#1133 | DOE database
Spain | Almacena Lithium Ion Battery | Carmona | Operational | Electrochemical | Li-ion | Electrochemical Li-ion | 1 | 3 |  |  |  | REE |  | DOE database
Spain | Navarra | Montes del Cierzo PV | Operational | Electrochemical | Li-ion | Electrochemical Li-ion | 1 | 0.56 |  |  | 2012-09-01 | Acciona | https://sandia.gov/ess-ssl/gesdb/public/projects.html#1135 | DOE database
Spain | Seville BESS | Seville | Operational | Electrochemical | Li-ion | Electrochemical Li-ion | 1 | 0.33 |  |  |  | Abengoa |  | DOE database
Spain | Tudela | Acciona Energia Innovative Lithium-Ion System (ILIS) Project | De-Commissioned | Electrochemical | Li-ion | Electrochemical Li-ion | 1 | 0.57 |  |  | 2012-2013 | Acciona Energy | https://sandia.gov/ess-ssl/gesdb/public/projects.html#1146 | DOE database
Spain | La Aldea de San Nicolás, Gran Canaria | Endesa STORE: Gran Canaria Project | Operational | Electrochemical | Li-ion | Electrochemical Li-ion | 1 | 3 |  |  | 2013 | Endesa |  | DOE database
Spain | Manzaneda | Puente Bibey 5 | Operational | Mechanical | PHS | Mechanical PHS | 0.72 |  |  |  | 1964 | Iberdrola | https://sandia.gov/ess-ssl/gesdb/public/projects.html#1148 | DOE database
Spain | Barasoain | Barasoain BESS | Operational | Electrochemical | Li-ion | Electrochemical Li-ion | 0.7 | 0.7 |  |  | 2013 | ACCIONA windpower | https://sandia.gov/ess-ssl/gesdb/public/projects.html#1153 | DOE database
Spain | Navarra | Barasoain Experimental Wind Farm II | Operational | Electrochemical | Li-ion | Electrochemical Li-ion | 0.7 | 0.7 |  |  | 2017-09-01 | Acciona | https://sandia.gov/ess-ssl/gesdb/public/projects.html#1154 | DOE database
Spain | Caracava de la Cruz | Caracava de la Cruz | Operational | Electrochemical | Li-ion | Electrochemical Li-ion | 0.6 | 3 | DSO |  | 2019 | Iberdrola | https://sandia.gov/ess-ssl/gesdb/public/projects.html#1158 | DOE database
Spain | Playa Santiago, La Gomera | Endesa STORE: La Gomera Project - Flywheel With Total Installed Capacity of 0.5MW/18MWs | Operational | Mechanical | Flywheel | Mechanical Flywheel | 0.5 |  |  |  | 2013 | Endesa |  | DOE database
Spain | Madrid | Ferrolinera WESS: Li-Ion Batteries - Win Inertia | Operational | Electrochemical | Li-ion | Electrochemical Li-ion | 0.3 | 0.069 |  |  | 2014 | Administrator of Railway Infrastructures (ADIF) | https://sandia.gov/ess-ssl/gesdb/public/projects.html#1165 | DOE database
Spain | Madrid | Ferrolinera WESS: Ultracapacitors - Win Inertia | Operational | Electro-chemical and chemical storage | Electrochemical Capacitors | Electro-chemical and chemical storage Electrochemical Capacitors | 0.3 |  |  |  | 2014 | Administrator of Railway Infrastructures (ADIF) |  | DOE database
Spain | Malaga | Smart City Malaga (MT) | Operational | Electrochemical | Li-ion LFP | Electrochemical Li-ion LFP | 0.106 | 0.106 |  |  |  | Endesa | https://sandia.gov/ess-ssl/gesdb/public/projects.html#1183 | DOE database
Spain | Malaga | Endesa: V2G | Operational | Electrochemical | Li-ion | Electrochemical Li-ion | 0.08 | 0.08 |  |  | 2013 | Endesa | DOE Global Energy Storage Database (sandia.gov) | DOE database
Spain | Sarriguren | CENER VRB | Operational | Electrochemical | Redox flow Vanadium | Electrochemical Redox flow Vanadium | 0.05 | 0.1 |  |  |  | National Renewable Energy Centre (CENER) | https://sandia.gov/ess-ssl/gesdb/public/projects.html#1185 | DOE database
Spain | Malaga | FerroSmartGrid - Recuperation/Interoperability Node | Operational | Electrochemical | Electrochemical Capacitors | Electrochemical Electrochemical Capacitors | 0.05 | 0.01 |  |  | 2015 | Administrator of Railway Infrastructures (ADIF) | https://sandia.gov/ess-ssl/gesdb/public/projects.html#1186 | DOE database
Spain | Antequera | FerroSmartGrid - Regulation Node | Operational | Electrochemical | Lead-acid + Capacitor | Electrochemical Lead-acid + Capacitor | 0.05 | 0.015 |  |  | 2015 | Adif |  | DOE database
Spain | Zaragoza | Endesa: CRAVE | Operational | Electrochemical | Li-ion | Electrochemical Li-ion | 0.047 | 0.047 |  |  |  | Endesa |  | DOE database
Spain | Albiztur | Dutt Power Electronics BESS | Operational | Electrochemical | Lead-acid | Electrochemical Lead-acid | 0.04 | 0.096 |  |  | 2016 | Dutt |  | DOE database
Spain | Sant Adrià de Besòs, Barcelona | IREC B2G | Operational | Electrochemical | Li-ion | Electrochemical Li-ion | 0.023 | 0.023 |  |  |  | Endesa | DOE Global Energy Storage Database (sandia.gov) | DOE database
Spain | Barcelona | Endesa HQ B2G (Barcelona) | Operational | Electrochemical | Li-ion | Electrochemical Li-ion | 0.02 | 0.02 |  |  |  | Endesa | DOE Global Energy Storage Database (sandia.gov) | DOE database
Spain | San Sebastián | Micro-Grid I-Sare (Battery) | Operational | Electrochemical | N/A | Electrochemical N/A | 0 | N/A |  |  |  | Provincial Council of Gipuzkoa | https://sandia.gov/ess-ssl/gesdb/public/projects.html#1213 | DOE database
Sweden | Sunne | Kymmen | Operational | Mechanical | PHS | Mechanical PHS | 55 | 47000 |  |  | 1986 | Fortum |  | DOE database
Sweden | Torsby | Letten | Operational | Mechanical | PHS | Mechanical PHS | 36 | 65000 |  |  | 1956 | Fortum | https://sandia.gov/ess-ssl/gesdb/public/projects.html#1225 | DOE database
Sweden | Arlanda Airport Aquifer Thermal Energy Storage | Arlanda | Operational | Thermal | Undefined | Thermal Undefined | 10 |  |  |  |  | Arlanda energi AB | https://sandia.gov/ess-ssl/gesdb/public/projects.html#1226 | DOE database
Sweden | Borlänge | Forschuvud | Operational | Electrochemical | Li-ion | Electrochemical Li-ion | 5 | 6.2 |  |  | 2019 | Fortum | https://sandia.gov/ess-ssl/gesdb/public/projects.html#1227 | DOE database
Sweden | Falköping | Falköping Substation Smart Grid - ABB | Operational | Electrochemical | Li-ion | Electrochemical Li-ion | 0.075 | 0.075 | Secondary Distribution |  | 2011 | Falköping | DOE Global Energy Storage Database (sandia.gov) | DOE database

## Behind the meter Data
Country | Installed Behind the Meter Storage | Comments | Sources
Austria | 161 MWh | 2020: 24,000 residential BESS with an overall capacity of 161 MWh | SolarPower Europe (2021). European Market Outlook for Residential Battery Storage 2021-2025.
Belgium |  | No overall statistics available ; in 2021 less than 50 MW total installed BESS power capacity (BTM + FTM) | Y. Hu, M. Armada, M. J. Sanchez (2021). Potential utilization of Battery Energy Storage Systems (BESS) in the major European electricity markets, Universidad Politecnica de Madrid, Spain. https://doi.org/10.48550/arXiv.2112.09816
Bulgaria | 11.5 MW | No overall statistics available ; installed PV HSS power 11.5 MW in 2020 (no data for storage capacity available) | https://www.nsi.bg/en/content/4201/renewables
Croatia |  | No statistics available ; no significant BTM Storage market yet due to low electricity prices and one of the lowest photovoltaic capacity per capita in EU | https://www.privacyshield.gov/article?id=Croatia-Distributed-Energy-Resources
Cyprus |  | No statistics available ; no BTM energy storage market yet in cyprus due to political obstacles and low RES penetration (<10%) | https://www.pv-magazine.com/2021/04/29/lack-of-policy-hampers-energy-storage-in-cyprus/ ; https://www2.kios.ucy.ac.cy/the-kios-coe-is-part-of-the-first-installation-of-a-large-scale-battery-energy-storage-system-in-cyprus/
Czech Republic |  | No overall statistics available ; saw a significant number of installed home storage systems in 2020 | SolarPower Europe (2021). European Market Outlook for Residential Battery Storage 2021-2025. , https://www.trade.gov/market-intelligence/czech-republic-energy-storage
Denmark |  | No statistics available ; more than 94.000 solar PV panels (785 MW) but low capacity of installed BTM storage due to its RES export structure | https://frontis-energy.com/2020/01/30/energy-storage-in-denmark/ ; https://cleantechnica.com/2016/03/09/denmark-the-little-country-with-big-renewable-energy-goals/
Estonia |  | No statistics available ; in 2019, 107 MW of solar PV capacity installed (incl. solar power plants) | https://www.solarfeeds.com/battery/wholesalers/c/estonia/
Finland | <1 MWh | No statistics available ; via SonnenGlobe less than 100 housholds with a BESS total of <1 MWh capacity | https://globe.sonnen.de/
France | 15 MWh | 6 GW (back-up capacities in industrial and tertiary sites) ; Residential BESS is very small (ca. 15 MWh in 2020) due to low electricity prices | https://atee.fr/system/files/2020-02/peps4-rapport-d-etude-v9.pdf (page 8) , SolarPower Europe (2021). European Market Outlook for Residential Battery Storage 2021-2025.
Germany | 4.4 GWh; 2.5 GW | April 2022: 500,000 PV HSS with an energy of 4.4 GWh and a power of 2.5 GW2,500 2021: ISS with an energy of 170 MWh and power of 84 MW (not only BTM storage) | BVES 2022 https://www.pv-magazine.de/2022/04/06/500-000-photovoltaik-heimspeicher-mittlerweile-in-deutschland-installiert/; J. Figgener et al. (2022). The development of battery storage systems in Germany: A market review (status 2022). Institute for Power Electronics and Electrical Drives (ISEA), RWTH Aachen University, https://doi.org/10.48550/arXiv.2203.06762
Greece |  | No statistics available; (net metering scheme)
Hungary |  | No statistics available
Ireland |  | No statistics available
Italy | 272 MWh | 2020: 40,000 residential BESS with an overall capacity of 272 MWh | SolarPower Europe (2021). European Market Outlook for Residential Battery Storage 2021-2025.
Latvia |  | No statistics available; 7 MW PV capacity in 2020 (total) | IRENA Latvia Energy Profile, https://www.google.com/url?sa=t&rct=j&q=&esrc=s&source=web&cd=&ved=2ahUKEwivnIiykYT3AhUJwQIHHS1RDzgQFnoECAkQAQ&url=https%3A%2F%2Fwww.irena.org%2FIRENADocuments%2FStatistical_Profiles%2FEurope%2FLatvia_Europe_RE_SP.pdf&usg=AOvVaw3f3MbJqCwk2XdB_G52mfDZ
Lithuania |  | No statistics available; due to net-metering scheme, storage is less attractive | https://www.pv-magazine.com/2021/06/15/pv-policy-developments-in-the-baltic-states/
Luxembourg |  | No statistics available; 195 MW installed PV capacity in 2020 (total) | IRENA Luxembourg Energy Profile
Malta |  | No statistics available
Netherlands |  | No statistics available; many PV systems installed du to net metering scheme, but no incentive for storage | https://www.pv-magazine.com/2021/11/19/proposal-to-move-from-net-metering-to-storage-in-the-netherlands/
Poland |  | No statistics available; 5 GW PV (total) in May 2021 | https://notesfrompoland.com/2021/08/19/polish-government-to-subsidise-home-energy-storage-in-solar-drive/
Portugal |  | No statistics available
Romania |  | No statistics available (net metering scheme)
Slovakia | 11.6 MWh | 11.6 MWh storage capacity- hybrid photovoltaic systems (approx. 2350 household installations; from 0,1 kWh to 20 kWh) | Slovaka Innovation and Energy Agency (SIEA), 2020
Slovenia |  | No statistics available
Spain |  | No statistics available; market expected to grow rapidly | SolarPower Europe (2021). European Market Outlook for Residential Battery Storage 2021-2025.
Sweden | 4 MW | 400 installations in homes, approx, 4 MW | Ministry, 2020
| Abbreviations: | BESS = Battery Energy Storage System
HSS = Home Storage System
ISS = Industrial Storage System

## Use cases
Energy Storage Use Cases
Technologies / Markets/Services | Generation Support Services and Bulk Storage Services | Services to Support Transmission Infrastructure | Services to Support Distribution Infrastructure | Ancillary Services | Services to Support Behind the Meter Customer Energy Management
minimum technical requirements | storage duration of minutes to several hours | ramp-up within miliseconds or minutes | storage duration of one or more hours | no special requirements | power installed capacity starting from 100 kW
PHS, PHES | energy suppliers, TSOs | energy suppliers, TSOs | DSOs | energy suppliers, DSOs
CAES, LAES | energy suppliers, TSOs | energy suppliers, TSOs | DSOs | energy suppliers, DSOs | industrial clients, demand aggregators, DSOs
Flywheel |  | TSOs |  | energy suppliers, DSOs | industrial clients, demand aggregators, DSOs
Stationary batteries | power plant operator that includes energy storage possibility, TSOs | TSOs, aggregators | DSOs, load owners, power plant operator that includes P2X possibility | power plant operator, RES operator linked with ES, DSOs | DSOs, aggregators, private and industrial actors
Batteries (vehicle to grid) | TSOs, private and industrial actors | TSOs, aggregators | DSOs, aggregators | DSOs, private and industrial actors | DSOs, aggregators, private and industrial actors
Superconducting Magnetic Energy Storage (SMES) |  |  |  | energy suppliers, DSOs | industrial clients, DSOs
Supercapacitor |  | TSOs |  | energy suppliers, DSOs | industrial clients, DSOs
Power-to-Gas / Power-to-Liquids | energy suppliers |  | energy suppliers | energy suppliers | energy suppliers
Thermal storage | energy suppliers, (DSOs), industrial actors |  | energy suppliers, (DSOs), industrial actors | energy suppliers, (DSOs), private and industrial actors | energy suppliers, (DSOs), private and industrial actors
Note on B5: [Threaded comment] Your version of Excel allows you to read this threaded comment; however, any edits to it will get removed if the file is opened in a newer version of Excel. Learn more: https://go.microsoft.com/fwlink/?linkid=870924 Comment: source: https://ease-storage.eu/energy-storage/applications/

## In-depth assessment batteries
In-depth Assessment for Batteries
(for inherent performance data, see Task 1.1 Energy Storage Technologies database)
| Sub-Technologies | Lead-acid batteries |  |  | Li-ion batteries |  |  | Sodium-based batteries (high-temperature NaS, NaNiCl) |  |  | Redox-Flow batteries (VRFB)
| Duration | short-term storage | mid-term storage | long-term storage | short-term storage | mid-term storage | long-term storage | short-term storage | mid-term storage | long-term storage | short-term storage | mid-term storage | long-term storage
| Provisioning of energy and power | seconds to minutes | hours to days | days to months | seconds to minutes | hours to days | days to months | seconds to minutes | hours to days | days to months | seconds to minutes | hours to days | days to months
| Discharge profile w/ c-rate | >2C | 1C to C/10 | <C/10 to C/20 | >2C | 1C to C/10 | <C/10 to C/20 | >2C | 1C to C/10 | <C/10 to C/20 | >2C | 1C to C/10 | <C/10 to C/20
| Energy-to-power ratio (E2P) | < 0,25 h | 1-10+ h | 50-500 h | < 0,25 h | 1-10+ h | 50-500 h | < 0,25 h | 1-10+ h | 50-500 h | < 0,25 h | 1-10+ h | 50-500 h
Storage Service Applications | Storage size range
Generation Support Services and Bulk Storage Services 1) | < 100 kWh | suitable | suitable | - | suitable | suitable | - | possible | possible | - | possible | suitable | -
| 100 kWh - 1 MWh | suitable | suitable | - | suitable | suitable | - | possible | possible | - | possible | suitable | -
| 1 MWh - 1 GWh | possible | possible | - | suitable | suitable | - | possible | possible | - | possible | suitable | -
Services to Support Transmission Infrastructure 2) | < 100 kWh | - | - | - | - | - | - | - | - | - | - | - | -
| 100 kWh - 1 MWh | possible | suitable | possible | suitable | suitable | suitable | possible | suitable | possible | possible | suitable | suitable
| 1 MWh - 1 GWh | possible | suitable | possible | suitable | suitable | possible | possible | suitable | possible | possible | suitable | suitable
Services to Support Distribution Infrastructure 3) | < 100 kWh | - | suitable | possible | - | suitable | suitable | - | suitable | possible | - | suitable | suitable
| 100 kWh - 1 MWh | - | suitable | possible | - | suitable | suitable | - | suitable | possible | - | suitable | suitable
| 1 MWh - 1 GWh | - | suitable | possible | - | suitable | possible | - | suitable | possible | - | suitable | suitable
Ancillary Services | < 100 kWh | suitable | possible | possible | suitable | suitable | suitable | suitable | suitable | possible | possible | suitable | suitable
| 100 kWh - 1 MWh | suitable | possible | possible | suitable | suitable | suitable | suitable | suitable | possible | possible | suitable | suitable
| 1 MWh - 1 GWh | possible | possible | possible | suitable | suitable | possible | suitable | suitable | possible | possible | suitable | suitable
Services to Support Behind the Meter Customer Energy Management | < 100 kWh | suitable | suitable | possible | suitable | suitable | suitable | possible | possible | unsuitable | possible | possible | possible
| 100 kWh - 1 MWh | suitable | suitable | possible | suitable | suitable | suitable | possible | possible | unsuitable | possible | suitable | possible
| 1 MWh - 1 GWh | possible | possible | possible | suitable | suitable | possible | possible | possible | unsuitable | possible | suitable | suitable
Vehicle-to-Grid (V2G) 4) | < 10 kWh | - | - | - | suitable | suitable | possible | - | - | - | - | - | -
| < 100 kWh | - | - | - | suitable | suitable | possible | - | - | - | - | - | -
Legend
|  | suitable: | The technology represents a common solution for the service or or is a promising option for the near future.
|  | possible: | The technology is (still) limited for the service or is mainly not used for this purpose, even if it is technologically possible. Nevertheless, the technology is used in some cases.
|  | unsuitable: | The technology is rather less to not suitable for the service. Through further research & development, however, it could be an option in the distant future.
Comments
1) Seasonal Arbitrage Service is excluded (no relevance for batteries yet) and therefor long-term storage is marked with " - "
2) According to EASE classification, small size storage <100 kWh is not necessary for 'services to support transmission infrastructure' and is marked with " - "
3) According to EASE classification, short-term storage is not necessary for 'services to support distribution infrastructure' and is marked with " - "
4) According to EASE, V2G is included in the Application 'Services to Support Behind the Meter Customer Energy Management'. Due to the separation in the use case matrix, V2G is considered again here as a separate service.
References
EnTECH Task 1.1 'Energy Storage Technologies database' (Update 2022)
D. U. Sauer et al. (2012). Technology Overview on Electricity Storage - Overview on the potential and on the deployment perspectives of electricity storage technologies. Smart Energy for Europe Platform GmbH (SEFEP), report prepared by ISEA / RWTH Aachen University. DOI:10.13140/RG.2.1.5191.5925
A. Thielmann et al. (2015). Technologie-Roadmap Stationäre Energiespeicher 2030. Fraunhofer ISI, Karlsruhe
A. Thielmann et al. (2017). Energiespeicher-Roadmap (Update 2017). Fraunhofer ISI, Karlsruhe
A. A. Kebede et al. (2022). A comprehensive review of stationary energy storage devices for large scale renewable energy sources grid integration, Renewable and Sustainable Energy Reviews, Volume 159, 2022, 112213, ISSN 1364-0321, https://doi.org/10.1016/j.rser.2022.112213.
https://ease-storage.eu/energy-storage/applications/

## High level grouping key feature
High-Level Grouping of Key Features
|  | CAPEX [€/kW] | CAPEX [€/kWh] | CAPEX 2030/2050 trends [€/kW or €/kWh] | OPEX [% of CAPEX] | OPEX 2030/2050 trends | round trip efficiency [%] | round trip efficiency 2030/2050 trends [%] | loss rate [% loss per day or per month] | lifetime [years] | lifetime 2030/2050 trends | lifetime [cycles] | potential 2022 up to 2030 [TWh] | potential 2022 up to 2050 [TWh]
| long-term storage, large scale (hydrogen) | 2979 | 10 | 2030 target: about 2000 €/kW | 30 €/MWh | slight decrease expected | 30 | increase expected | negligible | 25 [5] (gas storage) | no change expeced | n.a. | 100 TWh [10] | 130 TWh [6]
| short-term storage, large scale (PHS) | 1880 | 470 | no change - 470 €/kWh | 28 €/kW-year | no change expected | 80 | no change - 80 | 0.005-0.02% p.d. [3] | 40 | no change - 40 | 14000 | 1 TWh [assumption] | 4 TWh [1]
| short-term storage, large scale (LIB) | 1350 | 345 | 2030 target: about 240 €/kWh or less | 0.5-1 | slight decrease expected | 88 | up to 90+ | 1 % p.m. | 15 | up to 15-20 | 3000 | min: 0.277 TWh max: 0.410 TWh [2] | min: 1.9 TWh max: 5.3 TWh [2]
| short-term storage, large scale (Lead-acid batteries) | 1000 | 400 | 2030 target: about 250 €/kWh | 1-2.5 | slight decrease expected | 85 | slight increase expected | 0.1-0.4 % p.d. | 10 | up to 10-20 | 1500 | ca. 80 GWh in total ESS: ca. 10 GWh [8] | 10-100 GWh [4]
| short-term storage, large scale (Redox-flow batteries) | 1500 | 400 | 2030 target: about 100 - 370 €/kWh | 1 | slight decrease expected | 70 | slight increase expected | 0.4 % p.a. | 20 | up to 20-25 | 7000 | negligable, no relevant production capacity | will be a share of the ESS LIB market
| short-term storage, large scale (Sodium-based batteries) | 595 | 675 | 2030 target: less than 450 €/kWh | 1.5 | decrease expected if operating at room temperature | 85 | slight increase expected | 0.34 % p.a. | 15 | up to 15-20 | 4500 | negligable, no relevant production capacity | will be a share of the ESS LIB market
| PV-home storage systems (LIB) | 1200 | 1000 | 2030 target: about 250 - 350 €/kWh | 1-2 | slight decrease expected | 88 | up to 90+ | 1 % p.m. | 15 | up to 15-20 | 3000 | included in short-term storage LIB potential | included in short-term storage LIB potential
| Electromobility (LIB) | ca. 75 pack cost, ca. 330 BEV | 140-250 pack cost [9], ca. 700 BEV | decrease expected | 2 | slight decrease expected | 92 [9] | slight increase expected | 1% p.m. | 8-15 | up to 10-20 | 3000 | min: 3.05 TWh max: 5.9 TWh [2] | min: 27.3 TWh max: 39.7 TWh [2]
Please note:
Only technologies which are expected to be relevant in Europe up to 2050 are included.
Very short-term storage (e.g. flywheels) is not included as this time scale is supposedly not modeled in METIS.
Thermal storage is not included because in METIS, this should be modeled as heat pumps, which are not in the scope of this project.
For home-storage systems and electromobility, the potential can be used to mandatory include these technologies in the model.
References:
[1] | Gimeno-Gutiérrez, Marcos; Lacal-Arántegui, Roberto (2015), Assessment of the European potential for pumped hydropower energy storage based on two existing reservoirs. Renewable Energy Volume 75, March 2015, Pages 856-868
[2] | Fraunhofer ISI, Internal database + forecast model, status May 2022. *Potential = Cumulated annual LIB demand from 2010-2030 (2010-2050)
[3] | Fuchs, Georg; Lunz, Benedikt; Leuthold, Matthias; Sauer, Dirk Uwe (2015), Chapter 7 - Overview of Nonelectrochemical Storage Technologies. In: Electrochemical Energy Storage for Renewable Sources and Grid Balancing, 2015; Pages 89-102
[4] | Assumption by Fraunhofer ISI
[5] | Kharel, Subodh; Shabani, Bahman (2018), Hydrogen as a Long-Term Large-Scale Energy Storage Solution to Support Renewables. Energies 2018, 11(10), 2825.
[6] | Fuel Cells and Hydrogen Joint Undertaking (2019), Hydrogen Roadmap Europe. A Sustainable Pathway for the European Energy Transition. p. 22 90% is assumed to be on EU grounds
[7] | IEA (2015) Technology Roadmap - Hydrogen and Fuel Cells. pp. 56
[8] | Avicienne 2020. EU battery demand and supply (2019-2030) in a global context. https://www.eurobat.org/wp-content/uploads/2021/05/Avicenne_EU_Market_-_summary_110321.pdf
[9] | König, A.; Nicoletti, L.; Schröder, D.; Wolff, S.; Waclaw, A.; Lienkamp, M. (2021), An Overview of Parameter and Cost for Battery Electric Vehicles. World Electr. Veh. J. 2021, 12, 21. https://doi.org/ 10.3390/wevj12010021
[10] | 100 TWh Gas storage today [6]; 90% on EU-grounds (assumption), of the additional 40 TWh which are possible until 2050, 10 are assumed to be realistic until 2030
Note on B5: [Threaded comment] Your version of Excel allows you to read this threaded comment; however, any edits to it will get removed if the file is opened in a newer version of Excel. Learn more: https://go.microsoft.com/fwlink/?linkid=870924 Comment: large scale hydrogen production, storage underground, electrolyzer and fuel cell have the same size in kWel
Note on K5: [Threaded comment] Your version of Excel allows you to read this threaded comment; however, any edits to it will get removed if the file is opened in a newer version of Excel. Learn more: https://go.microsoft.com/fwlink/?linkid=870924 Comment: electrolyzer lifetime is about 10 years
Note on B6: [Threaded comment] Your version of Excel allows you to read this threaded comment; however, any edits to it will get removed if the file is opened in a newer version of Excel. Learn more: https://go.microsoft.com/fwlink/?linkid=870924 Comment: 4 hour storage system
Note on O6: [Threaded comment] Your version of Excel allows you to read this threaded comment; however, any edits to it will get removed if the file is opened in a newer version of Excel. Learn more: https://go.microsoft.com/fwlink/?linkid=870924 Comment: realizable potential
Note on B9: [Threaded comment] Your version of Excel allows you to read this threaded comment; however, any edits to it will get removed if the file is opened in a newer version of Excel. Learn more: https://go.microsoft.com/fwlink/?linkid=870924 Comment: Values given for Vanadium-RFB as it is acutally the most popular RFB technology
Note on J10: Author: Maintaining high temperature for functionality was neglected. Loss rate: Apply heat via a heating system (approx. 90 W) to maintain the operating temperature
Note on C12: Stephan, Maximilian: 35000€ / 107 kW (typical BEV)
Note on D12: Author: 35000€ / 50 kWh (typical BEV)
Note on K12: Author: 8 years correspond to the guarantee promises of the OEMs